## Revision
Revision
| Prepared for: |  | OMVP
| Prepared by: |  | Niala Yurek
| Project Title: |  | OMV Neptun BAT Study & ESIA
| Document: |  | ND-D-IO-00-EV-REIS-0006-0001_P02.xlsx
| Date: |  | 2023-05-24
| Rev | Date | Description | Issued By | Checked By | Approved By
| 00 | 2023-03-28 | IFC | Niala Yurek | Safina Jivraj
| 01 | 2023-04-27 | IFR | Niala Yurek | Safina Jivraj
| 02 | 2023-05-31 | IFA | Niala Yurek | Safina Jivraj

## References
CALCULATION SHEET
Customer |  |  | OMVP | Proj No
Project Title |  |  | OMV Neptun BAT Study & ESIA | Calc No
Calculation Title |  |  | Emissions Inventory | Phase/CTR | Normal Operations
|  |  |  | Page |  | of
CALCULATION TABLES REFERENCES
| 1. | ND-D-IO-50-PR-CHMB-0001-0001-REV P01 - Heat and Material Balance (Max Flow 790 End). |  |  |  |  | 4
| 2. | Neptun Deep ESIA Emissions Assumptions List Rev P01 23022023. |  |  |  |  | 5
| 3. | EPA Air Emissions Factors Quantification AP-42: Compilation of Air Emissions Factors
https://www.epa.gov/air-emissions-factors-and-quantification/ap-42-compilation-air-emissions-factors
| 4. | UK National Atmospheric Emission Inventory - Average Road Transport emission factors |  |  |  |  | 11
https://naei.beis.gov.uk/resources/RoadtransportEFs_NAEI17_v1.1.xlsx
| 5. | CO2 EF from Conversion factors 2019: full set (for advance users) for Rigid HGV (all diesel) 100% laden
https://www.gov.uk/government/publications/greenhouse-gas-reporting-conversion-factors-2019
| 6. | EF for MGO from EMEP/EEA air pollutant emission inventory guidebook 2016.
| 7. | OMV Petrom Delivery Specificiation R-36, Diesel EN 590/10 ppm |  |  |  |  | 2
| 8. | OGUK Atmospheric Emission Calculations
https://oilandgasuk.co.uk/atmospheric-emissions/
| 9. | Fugitive Emissions - API 2009, Page 340, Exhibit 6.1 |  |  |  |  | 7
https://www.api.org/~/media/files/ehs/climate-change/2009_ghg_compendium.ashx
| 10. | 2006 IPCC Guidelines for National Greenhouse Gas Inventories |  |  |  |  | 8
| 11. | ND-D-IO-00-EV-REIS-0015-0001-REV P02 - Chapter 5 (ESIA). |  |  |  |  | 6
| 12. | https://www.engineeringtoolbox.com/fuels-higher-calorific-values-d_169.html |  |  |  |  | 9
| 13. | Density of MGO used on ships.
|  | https://www.marineinsight.com/guidelines/a-guide-to-marine-gas-oil-and-lsfo-used-on-ships |  |  |  |  | 10
| 14. | EMEP/EEA Air Pollutant Emission Inventory Guidebook, 1.A.3.d Navigation-Shipping 2019 - update 2021. (Efs for MGO users). |  |  |  |  | 3
| 15. | EMEP/EEA Air Pollutant Emission Inventory Guidebook, 1.A.3.a Aviation 2019. (Efs for helicopters).
| 16. | Aviation Fuels Technical Review, Chevron.
| 17. | https://www.verifavia.com/greenhouse-gas-verification/fq-how-are-aircraft-co2-emissions-calculated-11.php |  |  |  |  | 14
| 18. | https://www.verifavia-shipping.com/shipping-carbon-emissions-verification/faq-which-emission-factors-shall-be-used-110.php
| 19. | EEMS, Atmospheric Emissions Calculations, Oil and Gas UK, Department of Energy and Climate Change |  |  |  |  | 15
|  | https://assets.publishing.service.gov.uk/government/uploads/system/uploads/attachment_data/file/136461/atmos-calcs.pdf |  |  |  |  | 1
| 20. | /Shared/03_Projects/000939_OMV Neptun Deep FEED Update/Process Engineering/Simulations/Simulations/
Rev 01/790MMSCFD_2bbl_MMSCF_Rev01.hsc HYSIS LHV and HHV output for Streams 9, 11 and 13.
| 21. | Input to Env Memorandum Appendix H Estimated Wastes - Rev P01 19052023 |  |  |  |  | 16
| 22. | [5 empty] | 17
| 23. | [5 empty] | 18
| 24. | [5 empty] | 21
| 25. | [5 empty] | 22
| 26. | [5 empty] | 19
| 27. | [5 empty] | 20
CALCULATION TABLES HOLDS
| 1. | HP flare blowdown rate pending issue of Blowdown Report [Ref 11].
| 2. | LP flare blowdown rate pending issue of Blowdown Report [Ref 11].
| 3. | LT flare blowdown rate pending issue of Blowdown Report [Ref 11].
| 4. | Atmospheric flare blowdown rate pending issue of Blowdown Report [Ref 11].
| 5. | Deleted.
| 6. | Estimate to be made at EPC phase when sufficient details are available.
| 7. | Flare cases and purge/pilot rates to be reviewed following outcome of Flare VIP Rationalisation Study.

## Emiss. Const. Offsh.
Customer | OMVP |  |  |  |  | Proj No | PRJ-001030
Project Title | OMV Neptun BAT Study & ESIA |  |  |  |  | Calc No
Calculation Title | Emissions Inventory |  |  |  |  | Phase/CTR | Construction
Elec File Location
Project File Location | [5 empty] | Page
[9 empty] | Pollutants | AMOUNT (tonnes/year) | AMOUNT (tonnes/year)
Offshore Construction
Atmospheric Emissions | [9 empty] | Continuous | Intermittent
DESCRIPTION | WASTE | TYPE | HAZARDOUS WASTE | AMOUNT (tpa) unless otherwise stated) | PRODUCTION | RECEPTOR | COMMENTS |  | NOX | 3.0125 | 3056.3991
[9 empty] | CO | 0.77233 | 361.9217
[9 empty] | PM | 0.062561 | 1395.4745
Temporary Power Generators - SWP Hook Up | NOX | Diesel | No | 0.040355 | Continuous | Air | 24hrs per day 1MW power gen for duration of Hook Up ( 120 days). |  | CH4 | 0.079876 | 134.1745
| CO |  |  | 0.010719 |  |  |  |  | VOC | 0.019505 | 73.9849
| PM |  |  | 0.0012611 |  |  |  |  | SO2 | 0.012737 | 76.2796
| CH4 |  |  | 0 |  |  |  |  | N2O | 0 | 3.0269e-05
| VOC |  |  | 0 |  |  |  |  | CO2 | 2824.6451 | 238173.4174
| SO2 |  |  | 0.012737
| N2O |  |  | 0
| CO2 |  |  | 1814.5851
Main Power Generation for Commissioning & Start Up | NOX | Fuel Gas | No | 2.9721 | Continuous | Air | 2 off GTGs online for Comissioning 24hrs per day for 7 days. 4.605 MW, 2.73 MMSCFd (2200 kg/hr)
| CO |  |  | 0.76161
| PM |  |  | 0.0613
| CH4 |  |  | 0.079876
| VOC |  |  | 0.019505
| SO2 |  |  | 0
| N2O |  |  | 0
| CO2 |  |  | 1010.0599
Black Start Generator for Commissioning and Start-up | NOX | Diesel | No | 0.00056554 | Intermittent | Air | 800 kW @ 50 kg/hr for 24 hours a day for 7 days.
| CO |  |  | 0.00015022
| PM |  |  | 1.7673e-05
| CH4 |  |  | -
| VOC |  |  | 0
| SO2 |  |  | 0.0001785
| N2O |  |  | 0
| CO2 |  |  | 25.4296
Essential Services for Commissioning and Start-up | NOX | Diesel | No | 0.0036081 | Intermittent | Air | 1.4 MW @ 319 kg/hr for 24 hours a day for 7 days.
| CO |  |  | 0.017493
| PM |  |  | 1394.2294
| CH4 |  |  | 0
| VOC |  |  | 0
| SO2 |  |  | 0.0011388
| N2O |  |  | 0
| CO2 |  |  | 162.241
Offshore Pre-Com Spread on Construction Vessels - Pelican - Filling | NOX | Diesel | No | 0.00038001 | Intermittent | Air | Duration for Pelican pre-com over 7 days temp spread based on offshore construction vessel diesel driven units. L/hr is based on diesel consumption. Total activity basis is 7 days. Filling - 24hrs, Filling Pump - x1 @ 80lt/hr, Service Air Compressor x 1 @ 80lt/hr and Power Generator x 1 @ 45lt/hr.
| CO |  |  | 8.1862e-05
| PM |  |  | 2.6713e-05
| CH4 |  |  | 0
| VOC |  |  | 0
| SO2 |  |  | 2.499e-05
| N2O |  |  | 0
| CO2 |  |  | 12.3997
Offshore Pre-Com Spread on Construction Vessels - Pelican - Hydrotest | NOX | Diesel | No | 0.00051904 | Intermittent | Air | Duration for Pelican pre-com over 7 days temp spread based on offshore construction vessel diesel driven units. L/hr is based on diesel consumption. Total activity basis is 7 days. Hydrotest - 4 days, Service Air Compressor x 1 @ 45lt/hr, Power Generator x 1 @ 25lt/hr = 70 l/h.
| CO |  |  | 0.00011181
| PM |  |  | 3.6486e-05
| CH4 |  |  | 0
| VOC |  |  | 0
| SO2 |  |  | 3.4132e-05
| N2O |  |  | 0
| CO2 |  |  | 16.9361
Offshore Pre-Com Spread on Construction Vessels - Pelican - Dewatering and Packing | NOX | Diesel | No | 0.0091574 | Intermittent | Air | Total activity basis is 7 days. De-Watering and Packing - 2 days, Primary Compressor x 12 @ 140lt/hr, Generator for NPU x 2 @ 50lt/hr, Booster x 3 @ 155lt/hr, Displacement Pump x 2 @ 100lt/hr, Power Generator x 1 @ 25lt/hr.
| CO |  |  | 0.0019727
| PM |  |  | 0.00064372
| CH4 |  |  | 0
| VOC |  |  | 0
| SO2 |  |  | 0.00060219
| N2O |  |  | 0
| CO2 |  |  | 298.8017
Offshore Pre-Com Spread on Construction Vessels - Domino - Filling | NOX | Diesel | No | 0.00027064 | Intermittent | Air | Duration for GPP pre-com Offshore over 15 days temp spread based on offshore construction vessel diesel driven units. Total activity basis is 15 days. Filling - 4 days, Lift Pump - x1 @ 160lt/hr, Flooding Pump - x1 @ 80lt/hr, Power Generator x 1 @ 45lt/hr, Service Air Compressor x 1 @ 80lt/hr.
| CO |  |  | 5.8301e-05
| PM |  |  | 1.9025e-05
| CH4 |  |  | 0
| VOC |  |  | 0
| SO2 |  |  | 1.7797e-05
| N2O |  |  | 0
| CO2 |  |  | 8.8309
Offshore Pre-Com Spread on Construction Vessels - Domino - Hydrotest | NOX | Diesel | No | 0.00026601 | Intermittent | Air | Duration for GPP pre-com Offshore over 15 days temp spread based on offshore construction vessel diesel driven units. Total activity basis is 15 days Hydrotest - 5 days, Lift Pump - x1 @ 77lt/hr, HP Pump - x2 @ 70lt/hr, Power Generator x 1 @ 25lt/hr, Service Air Compressor x 1 @ 45lt/hr.
| CO |  |  | 5.7304e-05
| PM |  |  | 1.8699e-05
| CH4 |  |  | 0
| VOC |  |  | 0
| SO2 |  |  | 1.7493e-05
| N2O |  |  | 0
| CO2 |  |  | 8.6799
Offshore Pre-Com Spread on Construction Vessels - Domino - Dewatering and Packing | NOX | Diesel | No | 0.027339 | Intermittent | Air | Duration for GPP pre-com Offshore over 15 days temp spread based on offshore construction vessel diesel driven units. Total activity basis is 15 days. De-Watering and Packing - 6 days, Primary Compressor x 12 @ 140lt/hr, Generator for NPU x 2 @ 50lt/hr, Booster x 3 @ 155lt/hr, Displacement Pump x 2 @ 100lt/hr, Power Generator x 1 @ 13lt/hr.
| CO |  |  | 0.0058893
| PM |  |  | 0.0019218
| CH4 |  |  | 0
| VOC |  |  | 0
| SO2 |  |  | 0.0017978
| N2O |  |  | 0
| CO2 |  |  | 892.05
Offshore Pre-Com Spread on Construction Vessels - GPP - Filling | NOX | Diesel | No | 0.00085086 | Intermittent | Air | Duration for Domino pre-com over 15 days temp spread based on offshore construction vessel diesel driven units. Total activity basis is 7.5 days. Filling - 6 days, Lift Pump - x3 @ 160lt/hr, Flooding Pump - x2 @ 80lt/hr, Power Generator x 1 @ 45lt/hr, Service Air Compressor x 1 @ 80lt/hr.
| CO |  |  | 0.00018329
| PM |  |  | 5.9811e-05
| CH4 |  |  | 0
| VOC |  |  | 0
| SO2 |  |  | 5.5952e-05
| N2O |  |  | 0
| CO2 |  |  | 27.763
Offshore Pre-Com Spread on Construction Vessels - GPP - Leak Test | NOX | Diesel | No | 0.00019464 | Intermittent | Air | Duration for Domino pre-com over 15 days temp spread based on offshore construction vessel diesel driven units. Assumption based on engagement with pre-com contractor lt/hr is based on diesel consumption. Total activity basis is 7.5 days. Leak Test - 1.5 days, Power Generator x 1 @ 25lt/hr, Service Air Compressor x 1 @ 45lt/hr = 70 l/h.
| CO |  |  | 4.1929e-05
| PM |  |  | 1.3682e-05
| CH4 |  |  | 0
| VOC |  |  | 0
| SO2 |  |  | 1.28e-05
| N2O |  |  | 0
| CO2 |  |  | 6.351
Emissions from pig launcher loading / unloading | CH4 | N/a | N/a | N/a | N/a | N/a | Approach will use pressurised MEG to introduce pigs into lines from launchers and return production fluids to system from receivers. Waste product will be only contaminated MEG requiring disposal.
| VOC |  |  | N/a
| CO2 |  |  | N/a
Transformers / Substations | SF6 | Gas | No | 0 | During maintenance | Air | RKF2.0 intends to use air insulated switchgear, therefore shall not contribute as a GHG emitter
Offshore LP Flare Pilot | NOX | Fuel Gas | No | 0.00057111 | Intermittent | Air | LP Flare only used during this phase when transitioning from Commissioning to Operations. The LP Flare will be lit when the first of the SPS's commences forward gas (expected to be Pelican). Expected to be a combined LP and HP Flare, so assumption that pilot gas is included in the HP Flare allowance = 0.09 te/day. | bpd
| CO |  |  | 0.00014278 |  |  |  | t CH4 / 1000 m3
| PM |  |  | 0.00019989 |  |  |  | tpa CH4
| CH4 |  |  | 0.0016039
| VOC |  |  | 2.9697e-05 |  |  |  | mmscfd
| SO2 |  |  | 0 |  |  |  | t CH4 / mmscf
| N2O |  |  | 1.5134e-05 |  |  |  | tpa CH4
| CO2 |  |  | 0.49191
Offshore LP/HP Flare Pilot | NOX | Fuel Gas | No | 0.00057111 | Intermittent | Air | Assumes a combined LP & HP Flare tip with 3 pilots. Pilots to be lit during GPP N2/ backgassing process. Assumes 2 day process, noting that the pilots cannot be lit until natural gas is present in the vent gas as N2 will snuff the pilots. bottled propane gas to be provided = 0.09 te/day.
| CO |  |  | 0.00014278
| PM |  |  | 0.00019989
| CH4 |  |  | 0.0016039
| VOC |  |  | 2.9697e-05
| SO2 |  |  | 0
| N2O |  |  | 1.5134e-05
| CO2 |  |  | 0.49191
HP Flare - Initial Cold Start (Pelican well ramp-up) | NOX | Gas | No | 25.0494 | Intermittent | Air | Based on Pelican system being brought online first. Achieved after 2 days, but 5 days allowed for. Cumulative gas to HP Flare estimated at 15000Te . Faster re-starts expected once well performances have been monitored and understood (HP Flare - Re-Start) Bottled Propane required for HP Flare Pilot during inital Pelican system start-up.
| CO |  |  | 136.298
| PM |  |  | 0.85416
| CH4 |  |  | 51.5722
| VOC |  |  | 0
| SO2 |  |  | 0
| N2O |  |  | 0
| CO2 |  |  | 40992.6925
Flaring - Start Up Gas - Domino Flowline Purging (Flaring) | NOX | Gas | No | 8.3498 | Intermittent | Air | Domino flowline initially filled with N2; System to be assumed to be left at 95 bara. Slow Domino well bean-up while Pelican is producing at stable conditions (250MMscfd). Pelican production being flared while N2 system purge (24h – slow well ramp up). Assuming mixing zone of 50% of total Domino flowline volume – worst case 100% CH4 in mixing zone to be flared.
| CO |  |  | 45.4327
| PM |  |  | 0.28472
| CH4 |  |  | 17.1907
| VOC |  |  | 0
| SO2 |  |  | 0
| N2O |  |  | 0
| CO2 |  |  | 13664.2308
Onshore Pre-Com Spread for GPP - Filling | NOX | Diesel | No | 0.00038928 | Intermittent | Air | Duration for GPP pre-com Onshore over 15 days temp spread based on offshore construction vessel diesel driven units. Assumption based on engagement with pre-com contractor lt/hr is based on diesel consumption. Total activity basis is 15 days. Assumed 12 hour day. Filling - 6 days, Power Generator x 1 @ 25lt/hr, Service Air Compressor x 1 @ 45lt/hr.
| CO |  |  | 8.3859e-05
| PM |  |  | 2.7365e-05
| CH4 |  |  | 0
| VOC |  |  | 0
| SO2 |  |  | 2.5599e-05
| N2O |  |  | 0
| CO2 |  |  | 12.7021
Grid Power | CO2e | Gas | No | #REF! | Continuous | Air | 6.4 MW from Ourhoud. Algerian power estimated to be taken 99.7% from fossil fuel. Using IEA Efs (for Production and T&D).
Onshore Pre-Com Spread for GPP - Hydrotest | NOX | Diesel | No | 0.0029196 | Intermittent | Air | Duration for GPP pre-com Onshore over 15 days temp spread based on offshore construction vessel diesel driven units. Total activity basis is 15 days. Assumed 12 hour day. Hydrotest - 5 days, Transfer Pump - x1 @ 80lt/hr, HP Pump - x4 @ 120lt/hr, Power Generator x 1 @ 25lt/hr, Service Air Compressor x 1 @ 45lt/hr.
| CO |  |  | 0.00062894
| PM |  |  | 0.00020523
| CH4 |  |  | 0
| VOC |  |  | 0
| SO2 |  |  | 0.00019199
| N2O |  |  | 0
| CO2 |  |  | 95.2657
Onshore Pre-Com Spread for GPP - Dewatering and Packing | NOX | Diesel | No | 0.061484 | Intermittent | Air | GPP pre-com Onshore over 15 days temp spread based on offshore construction vessel diesel driven units. Total activity basis is 15 days. Assumed 12 hour day. De-Watering and Packing - 32 days, Primary Compressor x 10 @ 140lt/hr, Generator for NPU x 5 @ 50lt/hr, Booster x 2 @ 155lt/hr, Displacement Pump x 1 @ 100lt/hr, Power Generator x 1 @ 13lt/hr.
| CO |  |  | 0.013245
| PM |  |  | 0.004322
| CH4 |  |  | 0
| VOC |  |  | 0
| SO2 |  |  | 0.0040432
| N2O |  |  | 0
| CO2 |  |  | 2006.2053
Misc Offshore Plant and Equipment | NOX | Diesel | No | 1.4014 | Intermittent | Air | Assume 24 hrs per day 2 number forklifts and 1 off crawler crane. Assumes 3L per hour forklift. Assumes 8l per hour crawler crane. Assume 350 ltrs per day.
| CO |  |  | 0.30189
| PM |  |  | 0.098512
| CH4 |  |  | 0
| VOC |  |  | 0
| SO2 |  |  | 0.092157
| N2O |  |  | 0
| CO2 |  |  | 45727.5447
Venting - Start Up Gas - Pre Flare Ignition (Venting) | NOX | Gas | No | 0 | Intermittent | Air | Assumption is mixing zone of 10% of GPP required, or c16km N2 at 14bara assumed in GPP. Estimated mass of Methane vented prior to ignition of HP Flare: 65Te (assume 100% Ch4 in mixing zone). Pelican: 1.5km tie back + manifolds. Assume system left at 14bara N2 full system sweep *1.5 before HP Pilot is lit. Assume the *0.5 is CH4 cold vent prior to HP Flare Pilot ignition: 1Te = 66 te. Duration unknown [HOLD 1].
| CO |  |  | 0
| PM |  |  | 0
| CH4 |  |  | 65.4084
| VOC |  |  | 0.44755
| SO2 |  |  | 0
| N2O |  |  | 0
| CO2 |  |  | 0.14408
Transportation Emissions (Helicopter) | NOX | Aviation Fuel | No | 0.063842 | Intermittent | Air | Distance to SWP and back is 160km(*2=320km). During construction, 4 helicopter trips per day. Used value of 5.5km/L divided by aviation fuel density of 762 kg/m3
| CO |  |  | 19.1525
| PM |  |  | -
| CH4 |  |  | -
| VOC |  |  | 0.30325
| SO2 |  |  | 0.01596
| N2O |  |  | -
| CO2 |  |  | 49.4774
Transportation Emissions (Vessels using MGO) | NOX | MGO | No | 3021.4256 | Intermittent | Air | Operational days during construction period and fuel consumption taken from [Ref 2].
| CO |  |  | 160.6963
| PM |  |  | -
| CH4 |  |  | -
| VOC |  |  | 73.234
| SO2 |  |  | 76.1634
| N2O |  |  | -
| CO2 |  |  | 134164.688

## Emiss. Drilling
Customer | OMVP |  |  |  |  | Proj No | PRJ-001030
Project Title | OMV Neptun BAT Study & ESIA |  |  |  |  | Calc No
Calculation Title | Emissions Inventory |  |  |  |  | Phase/CTR | Drilling | Pollutants | AMOUNT (tonnes/year) | AMOUNT (tonnes/year)
Elec File Location
[9 empty] | Continuous | Intermittent
Project File Location | [5 empty] | Page |  | NOX | 1.2295 | 9476.7862
[8 empty] | CO | 0.32659 | 595.8221
Drilling | [7 empty] | PM | 0.038423 | 0.016192
Atmospheric Emissions | [7 empty] | CH4 | 0 | 0
DESCRIPTION | WASTE | TYPE | HAZARDOUS WASTE | AMOUNT (tonnes/yr unless otherwise stated) | PRODUCTION | RECEPTOR | COMMENTS | VOC | 0 | 231.1406
[8 empty] | SO2 | 0.38807 | 238.9666
[8 empty] | N2O | 0 | 0
Diesel Generators | NOX | Diesel | No | 1.2295 | Continuous | Air | 31.5 MW @ 50 te/day for 24 hours a day for 800 days. Assumed 24 hours of operation per day. 8 Diesel Generators (42 MW) assuming 75% utilisation in normal operations(drilling package, DP thrusters, utilities) for 24 hours of operation per day. Assuming diesel flow rate of 50 tonnes per day. | CO2 | 55286.7209 | 428540.3712
| CO |  |  | 0.32659
| PM |  |  | 0.038423
| CH4 |  |  | 0
| VOC |  |  | 0
| SO2 |  |  | 0.38807
| N2O |  |  | 0
| CO2 |  |  | 55286.7209
Temp Diesel Powered Equipment | NOX | Diesel | No | 0.22848 | Intermittent | Air | RMR use 12m3/ day 80 days = 500L/hr WL - 5 days 1m3 / day / well = 458.37L/hr GP pump skids - 2 days/ well 1m3 / day = 458.37L/hr allow for 10 wells + 1 redrill = 1416.74L/hr
| CO |  |  | 0.04922
| PM |  |  | 0.016061
| CH4 |  |  | 0
| VOC |  |  | 0
| SO2 |  |  | 0.015025
| N2O |  |  | 0
| CO2 |  |  | 7455.3061
Crane | NOX | Diesel | No | 0.0018537 | Intermittent | Air | Assumed cranes operate for an average of 12 hrs/day and for a total of 800 days with 2.5 L/hr fuel consumption rate.
| CO |  |  | 0.00039933
| PM |  |  | 0.00013031
| CH4 |  |  | 0
| VOC |  |  | 0
| SO2 |  |  | 0.0001219
| N2O |  |  | 0
| CO2 |  |  | 60.4862
Transportation Emissions (Helicopter) | NOX | Aviation Fuel | No | 0.30591 | Intermittent | Air | During 800-day drilling campaign, one helicopter trip per day and another every second day (800 + 400). Distance from NGMS to Pelican and to Domino is approximately 218 km and 238 km, respectively. A fuel consumption rate of 5.5 km/L assumed for the calculation divided by aviation fuel density of 762 kg/m3 [Ref 16].
| CO |  |  | 91.7725
| PM |  |  | -
| CH4 |  |  | -
| VOC |  |  | 1.4531
| SO2 |  |  | 0.076477
| N2O |  |  | -
| CO2 |  |  | 237.079
Transportation Emissions (Vessels using MGO) | NOX | MGO | No | 9476.25 | Intermittent | Air | Operational days during construction period and fuel consumption taken from [Ref 2]. 2 Supply Vessels for campaign, 2-3 standby vessels on continuous rotation (rig/transit/port) [Ref 2]. Anchor Handler for Pelican - 1 month to lay and 1 month de-mob.
| CO |  |  | 504
| PM |  |  | -
| CH4 |  |  | -
| VOC |  |  | 229.6875
| SO2 |  |  | 238.875
| N2O |  |  | -
| CO2 |  |  | 420787.5

## Emiss. Onshore
Customer | OMVP |  |  |  |  | Proj No | PRJ-001030
Project Title | OMV Neptun BAT Study & ESIA |  |  |  |  | Calc No
Calculation Title | Emissions Inventory |  |  |  |  | Phase/CTR | Onshore
Elec File Location
Project File Location | [5 empty] | Page
Construction - Onshore | [8 empty] | Pollutants | AMOUNT (tonnes/year) | AMOUNT (tonnes/year)
Atmospheric Emissions
DESCRIPTION | WASTE | TYPE | HAZARDOUS WASTE | AMOUNT (te/year unless otherwise stated) | PRODUCTION | RECEPTOR | COMMENTS |  |  | Continuous | Intermittent
[9 empty] | NOX | 164.5001 | 0
[9 empty] | CO | 43.479 | 0
Onshore Construction Equipment | NOX | Diesel | No | 164.5001 | Continuous | Air | For duration of construction period. Operational hours and equipment taken from [Ref 2]. | Update in complete ESIA report. | PM | 0 | 0
| CO |  |  | 43.479 |  |  |  |  | CH4 | 0 | 0
| PM |  |  | - |  |  |  |  | VOC | 5.5387 | 0
| CH4 |  |  | - |  |  |  |  | SO2 | 11.0774 | 0
| VOC |  |  | 5.5387 |  |  |  |  | N2O | 0 | 0
| SO2 |  |  | 11.0774 |  |  |  |  | CO2 | 8861.9558 | 0
| N2O |  |  | -
| CO2 |  |  | 8861.9558
Normal Operations
Atmospheric Emissions
DESCRIPTION | WASTE | TYPE | HAZARDOUS WASTE | AMOUNT (tonnes/yr unless otherwise stated) | PRODUCTION | RECEPTOR | COMMENTS
Standby Power Generation | NOX | Diesel | No | 0.00020472 | Intermittent | Air | Assumed for one hour of operation per week. For the majority of the time, the NGMS and CCR is powered from the Romanian electricity grid. 305 KVA unit assumed with a 70lhr fuel consumption rate at full load. |  | Pollutants | AMOUNT (tonnes/year) | AMOUNT (tonnes/year)
| CO |  |  | 5.4378e-05
| PM |  |  | 6.3974e-06 | [5 empty] | Continuous | Intermittent
| CH4 |  |  | 0 |  |  |  |  | NOX | 0.0071747 | 0.00020472
| VOC |  |  | 0 |  |  |  |  | CO | 0.010139 | 5.4378e-05
| SO2 |  |  | 6.4614e-05 |  |  |  |  | PM | 0.00013549 | 6.3974e-06
| N2O |  |  | 0 |  |  |  |  | CH4 | 0 | 9.6626
| CO2 |  |  | 9.2052 |  |  |  |  | VOC | 0.0011331 | 0.06442
Venting - Filter Replacement (Venting) | NOX | Gas | No |  | Intermittent | Air | Occurs twice per year to change out filters and drain separator. 40 times over field life in total 48te. 1.2 te per year = 0.6 te per event. Duration unknown [HOLD 5]. |  | SO2 | 1.4158e-05 | 6.4614e-05
| CO |  |  | 0 |  |  |  |  | N2O | 8.7461e-05 | 0
| PM |  |  | 0 |  |  |  |  | CO2 | 0.070128 | 9.2265
| CH4 |  |  | 1.1892
| VOC |  |  | 0.0081373
| SO2 |  |  | 0
| N2O |  |  | 0
| CO2 |  |  | 0.0026196
Venting - Inspection Pigging Calibration (Venting) | NOX | Gas | No | 0 | Intermittent | Air | Occurs Annualy for the first two years and once every 4 years after that based on RBI (together with TAR) 2 times at early field life in total 0.38te and 0.19 te per event. Duration unknown [HOLD 6].
| CO |  |  | 0
| PM |  |  | 0
| CH4 |  |  | 0.1883
| VOC |  |  | 0.0012884
| SO2 |  |  | 0
| N2O |  |  | 0
| CO2 |  |  | 0.00041477
Venting - Plant Turnaround (Venting) | NOX | Gas | No | 0 | Intermittent | Air | Entire onshore facility physical volume is 170m3 (in between inlet and outlet SDVs) - assumed depresurisation volume and pressure at 55 Bar - per ND-D-IO-90-PR-BPHY-0001-0001. Every 4 years aligned with SWP TAR. 5 times over field life in total 40te - 8 te per event. Duration unknown [HOLD 7].
| CO |  |  | 0
| PM |  |  | 0
| CH4 |  |  | 7.9283
| VOC |  |  | 0.054248
| SO2 |  |  | 0
| N2O |  |  | 0
| CO2 |  |  | 0.017464
Fugitive Emissions - PSV Leakage (venting) | NOX | Gas | No | 0 | Intermittent | Air | Based on Leakage Class - V (tbc during EPC phase). 3 x 40E50 PSV (Heaters), 2 x 80J100 PSV (Filter Separator - 1 in operation and 1 isolated, in stand-by) - only 1 considered in the calculation. Emissions on Annual basis (100% margin on preliinary estimate as Class V is liquid based testing, not gas emission based) = 0.11 te/year.
| CO |  |  | 0
| PM |  |  | 0
| CH4 |  |  | 0.10901
| VOC |  |  | 0.00074592
| SO2 |  |  | 0
| N2O |  |  | 0
| CO2 |  |  | 0.00024013
Fugitive Emissions (Venting) | NOX | Gas | No | 0 | Intermittent | Air | The current estimate of flanges is c.200. Each flange has an acceptable leak rate of <1.4m3/yr. The number of flanges at the final count may increase. Fugitive emissions from flange leakage are not contained within SWP Flare systems and will not be combusted upon release = 0.25 te/year.
| CO |  |  | 0
| PM |  |  | 0
| CH4 |  |  | 0.24776
| VOC |  |  | 0.0016953
| SO2 |  |  | 0
| N2O |  |  | 0
| CO2 |  |  | 0.00054575
Transportation Emissions (Diesel and Petrol usage) | NOX | Diesel and Petrol | No | 0.0071747 | Continuous | Air | Crew car travels 60km per day for 365 days per year [Ref 2]. Assuming 50% of crew cars in Romania use diesel and 50% use petrol.
| CO |  |  | 0.010139
| PM |  |  | 0.00013549
| CH4 |  |  | 0
| VOC |  |  | 0.0011331
| SO2 |  |  | 1.4158e-05
| N2O |  |  | 8.7461e-05
| CO2 |  |  | 0.070128
Grid Power | CO2e | Gas | No | #REF! | Continuous | Air | 6.4 MW from Ourhoud. Algerian power estimated to be taken 99.7% from fossil fuel. Using IEA Efs (for Production and T&D).

## Wastes
Customer | OMVP | [6 empty] | Proj No | PRJ-001030
Project Title | OMV Neptun BAT Study & ESIA | [6 empty] | Calc No
Calculation Title | Emissions Inventory | [6 empty] | Phase/CTR | All
Elec File Location
Project File Location | [7 empty] | Page
Construction Offshore
Wastes
DESCRIPTION | WASTE | EWC WASTE CODE | TYPE | HAZARDOUS WASTE | AMOUNT | UNITS | PRODUCTION | RECEPTOR | COMMENTS
Paint | Paint | 08 01 11 | Liquid | Yes | 0.5 | te | Intermittent | Third Party | Construction phase only.
Waste Oil | Oil | 13 02 05* | Liquid | Yes | 0.5 | m3/year | Intermittent | Third Party |  | TSS in PW | 2100 | mg/L | in project BOD
Contaminated Water with Oil | Oil and Water | 16 10 01* | Liquid | Yes | 1 | m3 | Intermittent | Third Party | Construction phase only. | TSS in Barr | 0.83 | mg/L | in project BOD | says 20k bpd from each of 3 wells
Well Start-up (all wells) | Methanol, Corrosion Inhibitor, Scale Inhibitor, TEG, water mixture & Well Suspension Fluids | 16 10 01* | Liquid | Yes | 3500 | m3 | Intermittent | Third Party | Backloaded to shore for onshore treatment / disposal.
Umbilical Cores Chemical Preservation Fluids | TEG/Water Mix |  | Liquid | Yes | 148 | m3 | Intermittent | Third Party | Returns from Umbilicals and Subsea Control System during Start Up - Based on volumes as contained in ND-D-OP-CG-REIS-0001-0001.
Umbilical Cores Chemical Preservation Fluids | Methanol |  | Liquid | Yes | 74 | m3 | Intermittent | Third Party | Returns from Umbilicals and Subsea Control System during Start Up - Based on volumes as contained in ND-D-OP-CG-REIS-0001-0001.
Medical Waste | Bandages, used syringes, etc. | 18 01 03* | Solid | Yes | 0.02 | te/year | Intermittent | Third Party
Waste Paper and Cardboard Packaging | Paper/Card | 15 01 01 | Solid | No | 10 | te/year | Intermittent | Third Party
Domestic Waste | Domestic Waste | 20 03 01 | Solid | No | 54 | te | Continuous | Third Party | 450 personnel working on the construction site and 0.5 kg of waste per person per day over 240 days.
Waste Wood | Wood | 15 01 03 | Solid | No | 10 | te/year | Intermittent | Third Party
Bulk Solids (Uncontaminated) – Cement | Cement | 11 01 98* | Solid | No | 15 | te | Intermittent | Third Party | Construction phase only.
Concrete Waste and Concrete Sludge | Cement |  | Sludge | No | 5 | te | Intermittent | Third Party | Construction phase only.
Ferrous Metal | Scrap Metal | 16 01 17 | Solid | No | 5 | te | Intermittent | Third Party
Non-ferrous Metals | Scrap Metal | 16 01 18 | Solid | No | 3 | te | Intermittent | Third Party
Plastic Materials | Plastic | 16 01 19 | Solid | No | 3 | te | Intermittent | Third Party | Based on a 25% annual degradation rate of the hot oil heating medium [Ref 2].
Topsides Support Frame | Scrap Metal | 16 01 17 | Solid | No | 600 | te | Intermittent | Third Party | Construction phase only.
Jacket Support Frame | Scrap Metal | 16 01 17 | Solid | No | 600 | te | Intermittent | Third Party | Construction phase only.
Jacket and Topsides Installation Aids, Grillage, Transport Bracing, Guides, Bumpers, Slings | Scrap Metal | 16 01 17 | Solid | No | 200 | te | Intermittent | Third Party | Construction phase only.
Jackets, Piles, Caisson Trimmed Steel | Scrap Metal | 16 01 17 | Solid | No | 20 | te | Intermittent | Third Party | Construction phase only.
Subsea equipment installation aids, grillage, transport bracing, guides, bumpers, slings | Scrap Metal | 16 01 17 | Solid | No | 500 | te | Intermittent | Third Party
Batteries | Batteries | 20 01 33* | Solid | Yes | 0.1 | te/year | Intermittent | Third Party
Lauch shaft (deep option) (pile volume & excavation) | Excavated Material | 17 05 04 | Solid | No | 3270 | m3 | Intermittent | Third Party
Tunneling (spoil) | Spoil | 17 05 04 | Solid | No | 4030 | m3 | Intermittent | Third Party
Offshore (recovery pit, pipe trench) | Excavated Material | 17 05 04 | Solid | No | 40950 | m3 | Intermittent | Third Party
Construction Onshore
Wastes
DESCRIPTION | WASTE | EWC WASTE CODE | TYPE | HAZARDOUS WASTE | AMOUNT | UNITS | PRODUCTION | RECEPTOR | COMMENTS
Oily water in Slops Tank for Equipment Drainage | Contaminated Fluids | 16 10 01* | Liquid | Yes | 10 | m3 | Intermittent | Third Party
Paint | Paint | 08 01 11 | Liquid | Yes | 0.5 | te | Intermittent | Third Party
Domestic Waste | Domestic Waste | 20 03 01 | Solid | No | 17.5 | te | Continuous | Third Party | 70 personnel working on the construction site assuming 0.5 kg of waste per person per day over 500 days.
Launch Shaft + Ramp (Shallow Option) (Sheet Pile Walls, Steel Whaler Bracing, Excavation, Concrete + Sealing Body) | Excavated Material | 17 05 04 | Solid | No | 2900 | m3 | Intermittent | Third Party
Tunneling (Drilling, Jacking Pipes, Bentonite, Disposal mob./demob.) | Excavated Material | 17 05 04 | Solid | No | 4500 | m3 | Intermittent | Third Party
Waste Wood | Wood | 15 01 03 | Solid | No | 10 | te/year | Intermittent | Third Party
Plastic Materials | Plastic | 16 01 19 | Solid | No | 3 | te/year | Intermittent | Third Party
Batteries | Batteries | 20 01 33* | Solid | Yes | 0.1 | te/year | Intermittent | Third Party
Waste Paper and Cardboard Packaging | Paper/Card | 15 01 01 | Solid | No | 10 | te/year | Intermittent | Third Party
Topsoil Removal (NGMS) | Spoil |  | Solid | No | 5000 | m3 | Intermittent | Third Party | Disturbed during Construction
Drilling
Wastes
DESCRIPTION | WASTE | EWC WASTE CODE | TYPE | HAZARDOUS WASTE | AMOUNT | UNITS | PRODUCTION | RECEPTOR | COMMENTS
Paint | Paint | 08 01 11 | Liquid | Yes | 0.5 | te | Intermittent | Third Party
NADF Based Drill Cuttings | Drill Cuttings | 01 05 05* | Solid | Yes | 6250 | m3 | Intermittent | SBM wet cuttings are skipped and shipped to shore for disposal. | 10 wells + 1 redrill, 17.1/2in - 2125m, 14in - 500m and 9.5in - 250m. 25% contingency allowed for hole break out.
Domestic Waste | Domestic Waste | 20 03 01 | Solid | No | 77.6 | te | Continuous | Third Party | 194 personnel assuming 0.5 kg of waste per person per day over 800 days. | 77600
Slops from Non-hazardous Drains | Contaminated Fluids | 16 10 01* | Solid | No | 31300 | m3 | Intermittent | Sea | 600mm of rain per year - 100 x 100m rig foot print x 2 years. Potable water and seawater lift use to wash decks 5m3 per day. 100% contingency.
NADF Contaminated Water/Brine Slops (Tank Cleaning, Deck Drain from NADF Areas, Rig Floor Environmental Pan Catchment etc) | Contaminated Fluids | 16 10 01* | Liquid | Yes | 61480 | m3 | Intermittent | Taken onshore for disposal / separation oil / fliud phase not possible due to surfactant | Tripping wet 25bbl / trip (7 trips per well), Displacement interfaces (2,500bbl per well), Rig floor wash down volumes (1000 bbl / well), Tank and flowline cleaning rig (10,000 bbl / well), PSV adn other vessel cleaning (25,000 bbl per well), Total 386750 bbl per well (inc. 100% contingency).
Hazardous Disposal of Filters | Contaminated Waste | 16 01 07* | Solid | Yes | 7 | te | Intermittent | Third Party | 10kg of used filters generated per day of operation conservative assumption.
Drill Pipe / Scrap | Scrap Metal | 20 01 40 | Solid | No | 250 | te | Intermittent | Third Party | Rig up and rig down materials; brackets, welding scrap; Damaged subs pups and joints slings, worn or damaged rigging assume 25 tons per well.
Cement | Cement | 16 10 01* | Solid | No | 100 | bbl per well | Intermittent | Third Party | Assumes 50 BBL of spacer used per well
Cement | Cement | 16 10 01* | Solid | No | 2000 | bbl per well | Intermittent | Third Party | Assumes 2000 BBL used per well, includes circulation cement.
Waste Wood | Wood | 15 01 03 | Solid | No | 10 | te/year | Intermittent | Third Party
Batteries | Batteries | 20 01 33* | Solid | Yes | 0.1 | te/year | Intermittent | Third Party
Bulk Solids (Uncontaminated) – Cement | Cement |  | Solid | No | 10 | te | Intermittent | Third Party
Concrete Waste and Concrete Sludge | Cement |  | Sludge | No | 15 | te | Intermittent | Third Party
Ferrous Scrap Metal | Scrap Metal | 20 01 40 | Solid | No | 10 | te/year | Intermittent | Third Party
Non-ferrous Metals | Scrap Metal |  | Solid | No | 5 | te/year | Intermittent | Third Party
Waste Paper and Cardboard Packaging | Paper/Card | 15 01 01 | Solid | No | 10 | te/year | Intermittent | Third Party
Medical Waste | Bandages, used syringes, etc. | 18 01 03* | Solid | Yes | 0.02 | te/year | Intermittent | Third Party
Plastic Materials | Plastic | 16 01 19 | Solid | No | 3 | te/year | Intermittent | Third Party
Normal Operations Offshore
Wastes
DESCRIPTION | WASTE | EWC WASTE CODE | TYPE | HAZARDOUS WASTE | AMOUNT | UNITS | PRODUCTION | RECEPTOR | COMMENTS
Paint | Paint | 08 01 11* | Liquid | Yes | 0.5 | te | Intermittent | Third Party
Domestic Waste | Domestic Waste | 20 03 01 | Solid | No | 1.2 | te | Continuous | Third Party | 40 personnel assuming 0.5 kg of waste per person per day over 60 days.
Batteries | Batteries | 20 01 33* | Solid | Yes | 0.1 | te/year | Intermittent | Third Party
Waste Wood | Wood | 15 01 03 | Solid | No | 2 | te/year | Continuous | Third Party
Ferrous Metal | Scrap Metal |  | Solid | No | 5 | te/year | Intermittent | Third Party
Waste Paper and Cardboard Packaging | Paper/Card | 15 01 01 | Solid | No | 3 | te/year | Intermittent | Third Party
Medical Waste | Bandages, used syringes, etc. | 18 01 03* | Solid | Yes | 0.005 | te/year | Intermittent | Third Party
Scrap Metal | Scrap Metal | 20 01 40 | Solid | No | 10 | te/year | Intermittent | Third Party
Plastic Materials | Plastic | 16 01 19 | Solid | No | 2 | te/year | Intermittent | Third Party
Normal Operations Onshore
Wastes
DESCRIPTION | WASTE | EWC WASTE CODE | TYPE | HAZARDOUS WASTE | AMOUNT | UNITS | PRODUCTION | RECEPTOR | COMMENTS
Paint | Paint | 08 01 11* | Liquid | Yes | 2 | te | Intermittent | Third Party
Domestic Waste | Domestic Waste |  | Solid | No | 1.0958 | tpa | Continuous | Third Party | 6 personnel assuming 0.5 kg of waste per person per day over 365.25 days.
Medical Waste | Bandages, used syringes, etc. | 18 01 03* | Solid | Yes | 0.01 | te/year | Intermittent | Third Party
Waste Paper and Cardboard Packaging | Paper/Card | 15 01 01 | Solid | No | 1 | te/year | Intermittent | Third Party
Batteries | Batteries | 20 01 33* | Solid | Yes | 0.05 | te/year | Intermittent | Third Party
Waste Wood | Wood | 15 01 03 | Solid | No | 1 | te/year | Continuous | Third Party
Plastic Materials | Plastic | 16 01 19 | Solid | No | 2 | te/year | Intermittent | Third Party
Scrap Metal | Scrap Metal | 20 01 40 | Solid | No | 15 | te/year | Intermittent | Third Party
Used Filters from Onshore | Contaminated Waste |  | Solid | Yes | 20 | m3 | Intermittent | Third Party | Filters replaced twice per year.
Abnormal Operations Offshore
Wastes
DESCRIPTION | WASTE | EWC WASTE CODE | TYPE | HAZARDOUS WASTE | AMOUNT | UNITS | PRODUCTION | RECEPTOR | COMMENTS
Sand Solids from Separator | Contaminated Sand |  | Solid | Yes | 25 | kg | Intermittent | Third Party | Each production well is to be fitted with an Open Hole Gravel Pack (OHGP). Early operation whereby well clean up would see coarse particulate captured in the Oil Back Flow Filters. An allowance of 25kg has been provided. Sand fines from the well are expected to follow the produced water flow path. These are expected to be clean due to the very lean nature of the gas produced. The fines (if any) will be routed to the Produced Water Caisson. No significant build up in the Primary Separator expected.

## Emiss. Ops
Customer | OMVP |  |  |  |  | Proj No | PRJ-001030
Project Title | OMV Neptun BAT Study & ESIA |  |  |  |  | Calc No
Calculation Title | Emissions Inventory |  |  |  |  | Phase/CTR | Normal Operations
Elec File Location
Project File Location | [5 empty] | Page
Normal Operations
Atmospheric Emissions
DESCRIPTION | WASTE | TYPE | HAZARDOUS WASTE | AMOUNT (tonnes/year) | PRODUCTION | RECEPTOR | COMMENTS | Pollutants | AMOUNT (tonnes/year) | AMOUNT (tonnes/year)
[9 empty] | Continuous | Intermittent
Essential Services Diesel Generator | NOX | Diesel | No | 0.0022336 | Intermittent | Air | Assume pump is tested for 4 hours every 2 weeks. (Total hours per annum = 104 at 1 MW). | NOX | 159.791 | 179.9636
| CO |  |  | 0.0005933 |  |  |  | CO | 46.7243 | 45.5694
| PM |  |  | 6.98e-05 |  |  |  | PM | 3.3107 | 0.2279
| CH4 |  |  | 0 |  |  |  | CH4 | 8.4219 | 13.7551
| VOC |  |  | 0 |  |  |  | VOC | 0 | 4.2
| SO2 |  |  | 0.00070498 |  |  |  | SO2 | 0 | 4.3688
| N2O |  |  | 0 |  |  |  | N2O | 0.011962 | 0
| CO2 |  |  | 100.4349 |  |  |  | CO2 | 70453.6117 | 18743.9517
Black Start Diesel Generator | NOX | Diesel | No | 0.00035009 | Intermittent | Air | Assume pump is tested for 4 hours every 2 weeks. (Total hours per annum = 104 at 800 kW).
| CO |  |  | 9.2993e-05
| PM |  |  | 1.094e-05
| CH4 |  |  | 0
| VOC |  |  | 0
| SO2 |  |  | 0.0001105
| N2O |  |  | 0
| CO2 |  |  | 15.7421
Gas Turbine Generators | NOX | Fuel Gas | No | 158.6766 | Continuous | Air | Assumed gas turbine generators operate for 24 hours per day with 2 units in operation and fuel flowrate of 2,251 kg/h as documented in the H&MB. Chapter 5 of ESIA: 3 x 50% gas fired turbines (2 operating and 1 stand-by) supplying 9.2 MW of power at SWP, with a thermal efficiency of 30%.
| CO |  |  | 40.6609
| PM |  |  | 3.2727
| CH4 |  |  | 4.2644
| VOC |  |  | 1.0413
| SO2 |  |  | 0
| N2O |  |  | 0.011962
| CO2 |  |  | 53925.2475
TEMPSC Tests | NOX | Diesel | No | 3.7112e-07 | Intermittent | Air | TEMPSC tests during visits to platform - 4hrs per day and 4 times per year. In total 16h per year.
| CO |  |  | 7.9946e-08
| PM |  |  | 2.6088e-08
| CH4 |  |  | 0
| VOC |  |  | 0
| SO2 |  |  | 2.4404e-08
| N2O |  |  | 0
| CO2 |  |  | 0.012109
LP Flare - Purge and Pilots | NOX | Fuel Gas | No | 0.43447 | Continuous | Air | LLP and LP Header purge gas required on continuous basis - 0.6 tonnes/day. Based on GBA Flare Tip, 1.2kg/hr per pilot, 3 off pilots - 0.09 tonnes/day. Total Fuel consumption = 0.69 te/day.
| CO |  |  | 2.364
| PM |  |  | 0.014815
| CH4 |  |  | 0.8945
| VOC |  |  | 0
| SO2 |  |  | 0
| N2O |  |  | 0
| CO2 |  |  | 694.7278
HP Flare Purge Gas & Pilot Lights | NOX | Fuel Gas | No | 0.48308 | Continuous | Air | HP Header purge gas required on continuous basis - 0.7 tonnes/day. Based on GBA Flare Tip, 1.2kg/hr per pilot, 3 off pilots - 0.09 tonnes/day. Total Fuel consumption = 0.79 te/day.
| CO |  |  | 2.6285
| PM |  |  | 0.016473
| CH4 |  |  | 0.99458
| VOC |  |  | 0
| SO2 |  |  | 0
| N2O |  |  | 0
| CO2 |  |  | 790.5523
HP Flare - TAR (Inspection and Maintenance) - 1 TAR event (amount - te/event) | NOX | Gas | No | 6.6798 | Intermittent | Air | 5 TARs over field life, one every 4 years and lasts 7 days. 4,000 te per TAR event.
| CO |  |  | 36.3461
| PM |  |  | 0.22777
| CH4 |  |  | 13.7526
| VOC |  |  | 0
| SO2 |  |  | 0
| N2O |  |  | 0
| CO2 |  |  | 10931.3847
HP Flare - Planned SWP Pig Receiver/Launcher Inspection (amount - te/event) | NOX | Gas | No | 0.0012086 | Intermittent | Air | SWP Pig Receiver/Launcher blowdown to occur annually for the first two years and from then to be aligned with the SWP TAR. Hence, two additional inspections to the TAR over field life = 0.72 te per event. Assumed over 7 days as per TAR.
| CO |  |  | 0.0065764
| PM |  |  | 4.1213e-05
| CH4 |  |  | 0.0024884
| VOC |  |  | 0
| SO2 |  |  | 0
| N2O |  |  | 0
| CO2 |  |  | 1.9779
Methanol, TEG Tank Blanket Gas (Flaring) | NOX | Fuel Gas | No | 0.0048429 | Continuous | Air | Re-supply of full storage tank inventories on a quarterly basis: Methanol 400 x 4m3, TEG 200 x 4m3 Total (outbreathing) 2400m3. Low pressure so assume density of 1kg/m3. Assume additional 20% valve leakage over the course of the year = 2.9 te/year.
| CO |  |  | 0.026351
| PM |  |  | 0.00016514
| CH4 |  |  | 0.0099706
| VOC |  |  | 0
| SO2 |  |  | 0
| N2O |  |  | 0
| CO2 |  |  | 7.9253
Fugitive Emissions - PSV & PCV Leakage (Flaring) | NOX | Gas | No | 0.0020045 | Continuous | Air | Leakage occuring across valve seats of PSV's and PCV's. PSV's expected to be 'leak tight' as they will be tested and replaced in service if lifted to confirm reseating. PCV leakage due to operational wear and tear. Both based on Leakage Class - V (tbc during EPC phase). 1 x 16" PCV (Primary Separator), 1 x 6" PCV (TEG Contactor, 1 x 12" PSV (Primary Separator), 1 x 4" PSV (TEG Contactor) = 1.2 te/year.
| CO |  |  | 0.010907
| PM |  |  | 6.8351e-05
| CH4 |  |  | 0.0041269
| VOC |  |  | 0
| SO2 |  |  | 0
| N2O |  |  | 0
| CO2 |  |  | 3.2794
LP Flare Continuous Flare | NOX | Gas | No | 0.19196 | Continuous | Air | LP continuous venting from TEG Regeneration and Produced Water Degasser. From H&MB Case 3 (Max water), combine total of 0.253 MMscfd (assume all hydrocarbon, CH4) Header purges are additional and on a continuous basis (26.1 kg/hr) estimate (extra line) = 4.9 tonnes/day.
| CO |  |  | 1.0445
| PM |  |  | 0.0065456
| CH4 |  |  | 0.39521
| VOC |  |  | 0
| SO2 |  |  | 0
| N2O |  |  | 0
| CO2 |  |  | 4891.0431
Fugitive Emissions - Flange Leaks (Venting) | CH4 | Gas | No | 0.99037 | Continuous | Air | The current estimate of flanges is c.750. Each flange has an acceptable leak rate of <1.4m3/yr. The number of flanges at the final count may increase. Fugitive emissions from flange leakage not contained within SWP Flare systems and will not be combusted upon release = 1 te/year.
| C2H6 |  |  | 0.0013042
| C3H8 |  |  | 0.00054646
| iC4H10 |  |  | 0.00036014
| iC5H12 |  |  | 0.00044705
| nC5H12 |  |  | 0.00044705
| nC6H14 |  |  | 0.0010679
| N2 |  |  | 0.0026036
| CO2 |  |  | 0.0021815
Vent from Analyser (Venting) | CH4 | Gas | No | 0.86874 | Continuous | Air | Details of the analysers have yet to be recieved as this will be carried out during the EPC phase. The primary sample of interest is the Wet Gas Dewpoint analyser. This is expected to be a 'grab' type with sequenced analysis. The volumes of grab and emission will be very small. Quoted volume is prelim and to be confirmed during EPC = 0.0024 te/day.
| C2H6 |  |  | 0.0011441
| C3H8 |  |  | 0.00047935
| iC4H10 |  |  | 0.00031591
| iC5H12 |  |  | 0.00039215
| nC5H12 |  |  | 0.00039215
| nC6H14 |  |  | 0.00093678
| N2 |  |  | 0.0022839
| CO2 |  |  | 0.0019136
Transportation Emissions (Vessels using MGO) | NOX | MGO | No | 173.28 | Intermittent | Air | Operational days during operation period and fuel consumption taken from [Ref 2].
| CO |  |  | 9.216
| PM |  |  | -
| CH4 |  |  | -
| VOC |  |  | 4.2
| SO2 |  |  | 4.368
| N2O |  |  | -
| CO2 |  |  | 7694.4

## Emiss. Ab Ops
Customer | OMVP |  |  |  |  | Proj No | PRJ-001030
Project Title | OMV Neptun BAT Study & ESIA |  |  |  |  | Calc No
Calculation Title | Emissions Inventory |  |  |  |  | Phase/CTR | Abnormal Operations
Elec File Location
Project File Location | [5 empty] | Page
Abnormal Operations
Atmospheric Emissions
DESCRIPTION | WASTE | TYPE | HAZARDOUS WASTE | AMOUNT (tonnes/annum) | PRODUCTION | RECEPTOR | COMMENTS
HP Flare - ICSS Control Response to Overpressure - Relief to HP Flare | NOX | Gas | No | 0.076874 | Intermittent | Air | Based on Full Flow Relief (950MMscfd equivalent) for 5 mins. Then reduced flaring at 100MMscfd for 2 hours. Assumed to occur 6 times a year with 225 te per event and 1350 te/year.
| CO |  |  | 2.2544 |  |  |  | Pollutants | AMOUNT (tonnes/year) | AMOUNT (tonnes/year)
| PM |  |  | 12.2668
| CH4 |  |  | 0 |  |  |  |  | Continuous | Intermittent
| VOC |  |  | 4.6415 |  |  |  | NOX | 0 | 70.1734
| SO2 |  |  | 0 |  |  |  | CO | 0 | 261.6028
| N2O |  |  | 0 |  |  |  | PM | 0 | 19.612
| CO2 |  |  | 3689.3423 |  |  |  | CH4 | 0 | 555.2283
HP Flare - Partial Shutdown Warm Restart | NOX | Gas | No | 20.0375 | Intermittent | Air | SWP PSD – shutdown up to 24h (no blowdown required). Warm re-start required as wells only slightly cooled. Assuming full well bean-up on each well within 1 day. Assuming to start-up Pelican first which is less effective due to Pelican EH limitations. Assuming SWP sufficient operating temperature to be achieved within 24 hours. Assuming SWP PSDs to occur 6 times per year (2000 te per event = 12000 te/year. | VOC | 0 | 17.6267
| CO |  |  | 109.0277 |  |  |  | SO2 | 0 | 0.5834
| PM |  |  | 0.68326 |  |  |  | N2O | 0 | 0
| CH4 |  |  | 237.955 |  |  |  | CO2 | 0 | 82945.8309
| VOC |  |  | 0
| SO2 |  |  | 0
| N2O |  |  | 0
| CO2 |  |  | 32793.3128
HP Flare - Emergency Shutdown Cold Restart | NOX | Gas | No | 6.6792 | Intermittent | Air | ESD – confirmed F&G requires full SWP blowdown and investigation time up to 7 days. Cold re-start required as wells will have cooled significantly. Assuming full well bean-up on each well within 2 days and to start-up Pelican first which is less effective due to Pelican EH limitations. Assuming high level ESD trips to occur once a year = 4000 te/year.
| CO |  |  | 36.7091
| PM |  |  | 0.23005
| CH4 |  |  | 79.3183
| VOC |  |  | 0
| SO2 |  |  | 0
| N2O |  |  | 0
| CO2 |  |  | 10931.1043
HP Flare - Emergency Shutdown Cold Restart - Initial Plant Stability and Surveillance | NOX | Gas | No | 20.2396 | Intermittent | Air | Assuming high level ESD trips to occur 3 times per year for the first 2 years due to initial plant stability issues and surveillance activities. Full SWP blowdown and cold re-start (Pelican – 48h flaring) required. = 4000 te per event.
| CO |  |  | 110.1274
| PM |  |  | 0.69015
| CH4 |  |  | 237.955
| VOC |  |  | 0
| SO2 |  |  | 0
| N2O |  |  | 0
| CO2 |  |  | 32793.3128
HP Flare - Partial Blowdown - Pelican Pipeline | NOX | Gas | No | 0.0010175 | Intermittent | Air | Early field life - Max Pressure - Partial Blowdown. SWP Trip (320barg) on HH Pressure - Restart requires blowdown from SITHP. Assumed 1 per year event (18 te); expected to be less frequent as ICSS configured to avoid SITHP conditions in Domino Flowline. Volume of 1.5km tie back and 140m riser section (+10% margin on volume to cover manifolds etc). Total Volume for ESIA assumed 106m3. Duration unknown [HOLD 3].
| CO |  |  | 0.029839
| PM |  |  | 0.16236
| CH4 |  |  | 0
| VOC |  |  | 0.35082
| SO2 |  |  | 0
| N2O |  |  | 0
| CO2 |  |  | 48.3474
HP Flare - Partial Blowdown - Domino Pipeline | NOX | Gas | No | 0.034965 | Intermittent | Air | Early field life - Max Pressure - Partial Blowdown SWP Trip (320barg) on HH pressure - Restart requires blowdown from SITHP. Assumed 1 per year event (605 te); expected to be less frequent as ICSS would be configured to avoid SITHP conditions in Domino Flowline. Volume of 26km tie back to DC1 and further 10km tieback to DC2 Total Volume for ESIA assumed 3,600m3. Duration unknown [HOLD 4].
| CO |  |  | 1.0254
| PM |  |  | 5.5793
| CH4 |  |  | 0
| VOC |  |  | 12.0554
| SO2 |  |  | 0
| N2O |  |  | 0
| CO2 |  |  | 1661.3912
Transportation Emissions (Helicopter) Emergency-Maintenance | NOX | Aviation Fuel | No | 0.00017734 | Intermittent | Air | One emergency trip per year assumed for either maintenance or other emergency.
| CO |  |  | 1.2
| PM |  |  | -
| CH4 |  |  | -
| VOC |  |  | 0.019
| SO2 |  |  | 0.001
| N2O |  |  | -
| CO2 |  |  | 3.1
Transportation Emissions (Vessels using MGO) | NOX | MGO | No | 23.104 | Intermittent | Air | Operational days during operation period and fuel consumption taken from [Ref 2].
| CO |  |  | 1.2288
| PM |  |  | -
| CH4 |  |  | -
| VOC |  |  | 0.56
| SO2 |  |  | 0.5824
| N2O |  |  | -
| CO2 |  |  | 1025.92
Grid Power | CO2e | Gas | No | #REF! | Continuous | Air | 6.4 MW from Ourhoud. Algerian power estimated to be taken 99.7% from fossil fuel. Using IEA Efs (for Production and T&D).

## Diesel F
| Table 3.3-1 |  |  | Table 3.4-1
| lb/MMBtu | lb/106 scf | kg/106 Sm3 | lb/MMBtu | lb/106 scf | kg/106 Sm3 |  | AP42, Vol. 1,3.3: Gasoline and Diesel Industrial Engines
Pollutant | Engine | Engine | Engine | Generator | Generator | Generator
NOx | 4.41 | 4498.2 | 76019.58 | 3.2 | 3264 | 55161.6
CO | 0.95 | 969 | 16376.1 | 0.85 | 867 | 14652.3
Sox | 0.29 | 295.8 | 4999.02 | 1.01 | 1030.2 | 17410.38
PM | 0.31 | 316.2 | 5343.78 | 0.1 | 102 | 1723.8
CO2 | 164 | 167280 | 2827032
Diesel composition is taken as No. 4 from EPA42 1.3 (a mixture of distillate and residual oils).
Average diesel density taken from Ref 15 - Min 820, Max 845, Average taken as 832.5 |  |  |  | 832.5
To convert from lb/MMBtu to lb/106 scf, multiply by 1020.
To convert from lb/106 scf to kg/106 scf, multiply by 16.9.
NOX is uncontrolled for generator.
|  |  |  | HHV | 19300 | Btu/lb
[5 empty] | 44.8902 | MJ/Sm3
To convert |  | Multiply
lb/MMBtu | lb/106 scf | 1020
lb | kg | 0.454
scf | Sm3 | 0.028373
MJ | Btu | 947
Diesel composition is taken as No. 4 from EPA42 1.3 (a mixture of distillate and residual oils).
CO2 EMISSIONS FACTOR - for DIESEL FUEL to GENERATORS | [7 empty] | AP42, Vol.1, 3.4: Large Stationary Diesel and all Stationary Dual-Fuel Engines
|  |  | mwt | 1/gmol | mass% | CO2 fac. | CO2 EF (kg/kg)
|  |  | 2.016 | 0 | 0% | 0 | 0
|  |  | 16.042 | 0 | 0% | 0 | 0
|  |  | 28.052 | 0 | 0% | 0 | 0
|  |  | 30.068 | 0 | 0% | 0 | 0
C3H6 | 3 | 0 | 42.078 | 0 | 0% | 3.137 | 0
C3H8 | 3 | 0.004114 | 44.094 | 0.1814 | 0.06% | 2.9936 | 0.0017962
iC4H8 | 4 | 0 | 56.104 | 0 | 0% | 3.137 | 0
iC4H10 | 4 | 0.0042988 | 58.12 | 0.24984 | 0.08% | 3.0282 | 0.0024226
nC4H10 | 4 | 0.013311 | 58.12 | 0.77363 | 0.25% | 3.0282 | 0.0075705
iC5H12 | 5 | 0.014451 | 72.146 | 1.0426 | 0.34% | 3.0494 | 0.010368
nC5H12 | 5 | 0.018658 | 72.146 | 1.3461 | 0.44% | 3.0494 | 0.013417
nC22* | 22 | 0.94344 | 319.7049 | 301.621 | 98.81% | 3.0278 | 2.9918
He | 0 | 0 | 4.003 | 0 | 0% | 0 | 0
H2S | 0 | 0 | 34.016 | 0 | 0% | 0 | 0
O2 | 0 | 0 | 32 | 0 | 0% | 0 | 0
N2 | 0 | 1.4415e-10 | 28 | 4.0363e-09 | 0% | 0 | 0
CO | 1 | 0 | 28.01 | 0 | 0% | 1.5709 | 0
CO2 | 1 | 1.0484e-06 | 44.01 | 4.6138e-05 | 0% | 0.99977 | 0
NO2 | 0 | 0 | 46 | 0 | 0% | 0 | 0
N2O | 0 | 0 | 44 | 0 | 0% | 0 | 0
SO2 | 0 | 0 | 64 | 0 | 0% | 0 | 0
H2O | 0 | 0.0014952 | 18.016 | 0.026938 | 0.01% | 0 | 0
Totals |  | 1 | 1140.7459 | 305.2415 | 1 | 27.0213 | 3.0273
Density kg/m3 (15C) |  | 820 | 845 | 832.5
|  | min | max | av
HHV (15C) | 12.67 | KWh/kg
LHV (15C) | 11.83 | KWh/kg

## Effluents
Customer | OMVP | [6 empty] | Proj No | PRJ-001030
Project Title | OMV Neptun BAT Study & ESIA | [6 empty] | Calc No
Calculation Title | Emissions Inventory | [6 empty] | Phase/CTR | All
Elec File Location
Project File Location | [7 empty] | Page
Construction Offshore
Effluents
DESCRIPTION | WASTE | EWC WASTE CODE | TYPE | HAZARDOUS WASTE | AMOUNT | Units | PRODUCTION | RECEPTOR | COMMENTS
Wash Water | Seawater |  | Liquid | No | 26 | m3 | Intermittent | Sea | No treatment.
Hydraulic Discharge | Hydraulic Fluid | n/a | Liquid | Yes | 1.0204 | m3 | Intermittent | Sea | Discharge to Sea During Comissionning associates to valve movements from commissioning activities for the XTs per ND-D-OP-10-CG-REIS-0001-0001. Assumes - PMV – 10 cycles, PWV – 10 cycles, FIV – 10 cycles, ASV – 6 cycles, AMV – 6 cycles, AWV – 6 cycles CV – 4 cycles, CIV-01 – 6 cycles, CIV-02 – 6 cycles, CIV-03 – 6 cycles, CIV-04 – 6 cycles, CIV-05 – 6 cycles, CIV-06 – 6 cycles, CIV-07 – 6 cycles, CIV-08 – 6 cycles. Total of 0.10204m3 per XT - 10 wells - 1.02m3.
Produced Water | Oily-Water | n/a | Liquid | Yes | 3600 | m3 | Intermittent | Sea - Anoxic Zone | Early life rate including TEG, CI, SI, Antifoam and Sand. The Domino wells will be left underbalanced prior to start-up. The liquids will be 'brine' but some surfactant maybe expected. It is estimated that the completion fluids will total 500m3. Up to c.40m3/day of condensed water + 0m3/day condensed water assumed early field life (prior to pw breakthrough). Aqueous stream routed to the Open Drains for 3 months during start-up of field(s).
Produced Fluids (Drilling & Completion) at start-up | Oily-Water | n/a | Liquid | Yes | 400 | m3 | Intermittent | To be taken onshore for treatment and disposal | 50 m3 for each Domino well (x6) and 25 m3 for each Pelican well (x4). Assumes Domino liquid filled and Pelican Displace to N2.
Cooling Water including Sodium Hypochlorite | Water with chemicals | n/a | Liquid | Yes | 70560 | m3 | Intermittent | Sea - mixed with produced water | 22 litres/day of Sodium Hypochlorite in the water. Based on 10,080m3 day over 7 days.
Testing of DIFF Systems | Water with chemicals | n/a | Liquid | Yes | 5 | m3 | Intermittent | Sea | Based on 4m3 water and 120 litres (3%) AFFF.
Open Drains Discharge | Rain Water | n/a | Liquid | Yes | 130 | m3 | Intermittent | Sea | Rainwater collected only from Upper Deck plated areas with drain boxes Cumulative rainfall during summer months taken from Project BoD is 141mm. Assumed plated area on upper deck taken as 750m2. Total cumulative rainwater rounded up to 130m3 to assume a bit of margin. Periodic pump out as and when Open Drains tank fills
Sewage from Vessels | Black water | 20 03 06 | Liquid | No | 21600 | te | Continuous | MARPOL | Based on 450 POB generating 200 L/d/person [Ref 2] over 240 days.
Hydrotest Water (water with chemicals) | Treated seawater | n/a | Liquid | No | 73152 | m3 | Intermittent | Sea | Total Discharge / Collected per field (m3) is 4,794 m3 (Domino), 97 m3 (Pelican) & 68,261 m3 (Export).
Ballast Water | Seawater | n/a | Liquid | No | 150000 | m3 | Intermittent | Sea | Assume required - no information available, judgement made on capacity. HLV S7000 = 75k m3; 2 x HTV = 25k m3; Allow 2 barges 10k m3 ea.
Construction Onshore
Effluents
DESCRIPTION | WASTE | EWC WASTE CODE | TYPE | HAZARDOUS WASTE | AMOUNT | Units | PRODUCTION | RECEPTOR | COMMENTS
Produced water from Tunnelling Process | Water/Barite Mix | 01 05 07 | Liquid | Yes | 3140 | m3 | Intermittent | Treatment prior to discharge to sea | Assumed to undergo treatment prior to discharge to sea. 1,740 drilling fluid system, 1,400 from cleaning process.
Produced water from Shaft Construction | Water/Barite Mix | 01 05 07 | Liquid | Yes | 200 | m3 | Intermittent | Treatment prior to discharge to sea | Assumed to undergo treatment prior to discharge to sea.
Wheel Wash Wastewater | Contaminated Water | 13 05 07* | Liquid | Yes | 5 | m3/day | Intermittent | Sea | 5 m3/day for wheel washing. This may be a higher or lower quantity based on activities on site.
Displaced Tunnel Water from Backfilling | Water/Barite Mix | 01 05 07 | Liquid | Yes | 3250 | m3 | Intermittent | Treatment prior to discharge to sea | Assumed to undergo treatment prior to discharge to sea. Pumped and stored prior to discharge to sea.
Hydrotest Water (associated with the onshore components) | Contaminated Water | 16 10 01* | Liquid | Yes | 980 | m3 | Intermittent | Subsea Anoxic Layer of Sea | Assumed to undergo treatment prior to discharge to the sea. Pumped and stored prior to discharge to sea.
Hydrotest Fluids for NGMS Pipework | Chemically Treated Water | 16 10 01* | Liquid | Yes | 80 | m3 | Intermittent | Treated and disposed onshore. | Treated and disposed onshore following hydrotesting.
Stormwater Runoff | Rain Water | n/a | Liquid | Yes | 4000 | m3 | Intermittent | Collected in drainage ditches and discharged safely to fields nearby. | Collected in Buffer tank and routed via oil seperator before disposal to ditches. Average rainfall in the area: 450mm/year/m2. Total onshore concrete and buildings area (rain water that is collected): 8700m2, resulting in an yearly average of 4000m3 of rain water.
Sewage from personnel working on Tunnel and Shore Crossing | Black water | 20 03 06 | Liquid | No | 192 | te | Continuous | Collected and disposed to third party | Based on 40 POB generating 40 L/d/person over 120 days. Temporary until connection with RAJA.
Sewage from personnel working on Construction Site | Black water | 20 03 06 | Liquid | No | 1400 | te | Continuous | Collected and disposed to third party | Based on 70 POB generating 40 L/d/person over 500 days. Temp until connection made to RAJA black water system.
Drilling
Effluents
DESCRIPTION | WASTE | EWC WASTE CODE | TYPE | HAZARDOUS WASTE | AMOUNT | Units | PRODUCTION | RECEPTOR | COMMENTS
Water Based Fluids for Top Hole Drilling | WBDF | 01 05 04 | Liquid | Yes | 15000 | bbl/well | Intermittent | Sea | Assumes 15,000 bbl per well for 10 wells.
MEG Injection for BOP | MEG | n/a | Liquid | Yes | 500 | m3 | Intermittent | Sea | Allowance of 50m3 per well.
BOP Hydraulic Control Fluid | Koomey Control Fluid (90% seawater, 10% additives) | 16 01 15 | Liquid | Yes | 350 | m3 | Intermittent | Sea | Based on 650gal test fluid including BOP functions actuated outside API statutory tests (1 function test per week) for tubing and casing pressure tests; WH actuations and testing of disconnect systems etc. actual chemical discharge (0.25m3 per well 2.5m3 for the campaign). 100% contingecy allowed
Water Based Drill Cuttings | Drill Cuttings | 01 05 04 | Liquid | No | 7500 | m3 | Intermittent | Discharged to seafloor | 36in and 26in hole section per well with 1 respud allowed. 3 x 12.1/4in pilot hole. Added 50% contignency over theroetical volumes to account for washout etc.
Sewage | Black water | 20 03 06 | Liquid | No | 31040 | te | Continuous | MARPOL | Based on 194 POB generating 200 L/d/person over 800 days.
Normal Operations Offshore
Effluents
DESCRIPTION | WASTE | EWC WASTE CODE | TYPE | HAZARDOUS WASTE | AMOUNT | Units | PRODUCTION | RECEPTOR | COMMENTS
Wash Water | Potable Water | 16 10 01* | Liquid | No | 200 | m3 | Intermittent | 15PPM OIW limit before over boarding | Assumed that 50m3 of wash water is pumped back to FSV for onshore disposal, Prior to wash water activities open drains tanks to be pumped out via PW Caisson route to minimise volumes pumped back to FSV following wash down.
Water Wash for GTGs | Potable Water | n/a | Liquid | No | 18 | m3 | Intermittent | Pumped out and routed to FSV for onshore disposal. | Twice per year assumed for wash down of GTGs with 9m3 per event.
Subsea Actuator Fluid | Hydraulic Fluid | n/a | Liquid | Yes | 0.78 | m3/year | Intermittent | Sea | Each PSD start up and shutdown of an XT will equate to 8.52L of discharge. Each ESD start Up and Shutdown of an XT will equate to 19.7 L per full shutdown. Assume 20 well single shutdowns and restarts for the first 2 years, 12 single well shutdown and re-starts for 18 years, conservative assumption is that move all valves in each XT with 2 cycles. (PSD Shutdown) - 256 Total = 2181L. 1 ESD Trp per year = 10 wells - 100 XT operations - 1970L. PSD 6 Shutdowns and re-starts per year - 10 wells operated per PSD - 10,224L. 6 ESD events occuring in early field life Initial Plant Stability and Surveillance - 1182L. Total for Life of Field - 15.557ltrs - yearly average of 0.78m3.
Produced Water (over life of field) | Oily-Water | n/a | Liquid | Yes | 5292500 | m3 | Continuous | Sea - Anoxic Zone | Assuming 50m3 per day for first 10 years then 1400m3 per day for next 10 years.
Produced Water (per year over first 10 years) | Oily-Water | n/a | Liquid | Yes | 182500 | m3 | Continuous | Sea - Anoxic Zone | 50m3 per day for first 10 years.
Produced Water (per year over next 10 years) | Oily-Water | n/a | Liquid | Yes | 5110000 | m3 | Continuous | Sea - Anoxic Zone | 1400m3 per day for next 10 years.
Cooling Water including Sodium Hypochlorite (for first year) | Water with chemicals | n/a | Liquid | Yes | 420 | m3/hr | Intermittent | Sea - mixed with produced water | 22 litres/day of Sodium Hypochloite in the water. 1 year at rated demand. 1 seawater lift pump at 420m3/hr and dosed at max 2 ppm 23 hours and 1 hour at 6ppm means 22 litres of Sodium Hypochlorite. Refer ND-D-IO-50-ME-STDS-0008-0001. Assume that this operation will take place at rated demand i.e 420m3/hr for 1 yearSeawater demand is not a confirmed operation over field life.
Cooling Water including Sodium Hypochlorite (for next 5 years) | Water with chemicals | n/a | Liquid | Yes | 100 | m3/hr | Intermittent | Sea - mixed with produced water | 5 litres/day of Sodium Hypochlorite for 5 years. Assume that this operation will take place at rated demand i.e 100m3/hr for 5 years. Seawater demand is not a confirmed operation over field life.
Subsea Leak from Subsea DCV over field life | Hydraulic Fluid | n/a | Liquid | Yes | 6.3072 | m3/year | Intermittent | Sea | SCM DCV leak rate based on information from SPS Team. In relation to quiescent leakage 24 valves @ 3ml / hr equates to 72ml per hour per SCM. Project has 10 0ff SCM’s 720ml per /hr, and 6.3072 cubic meters per annum.
Open Drains Water | Rain Water | 16 10 01* | Liquid | Yes | 130 | m3 | Intermittent | To sea via PW Caisson | Pumped out 4 times per year and discharged via produced water caisson.
Sewage from O&M Campaigns | Black water | 20 03 06 | Liquid | No | 480 | te | Intermittent | MARPOL | Based on 40 POB (including 20 vessel crew members) generating 200 L/d/person [Ref 2] over 60 days. Four O&M campaigns per year.
Domino Subsea Pigging | TEG Water | n/a | Liquid | Yes | 1 | m3/year | Intermittent | Sea | No significant discharge is expected to happed due to pigging. However, when replacing the cartridge, some treated water (TEG?) will be released. the volume expected to be below 1cu.m. assuming pigging every two years (which is excessive) will result to a total or 20cu.m max during the life of field.
Methanol for startup, re-start - Normal Restart | Methanol | n/a | Liquid | Yes | 954 | m3/year | Intermittent | Sea - mixed with produced water | Volume for PSD re-start for 10 off XTs - 6 off PSD assumed per year = 159m3 per PSD.
Methanol for shutdown and re-start of single well | Methanol | n/a | Liquid | Yes | 161.2 | m3/year | Intermittent | Sea - mixed with produced water | Assume that there are 20 well single shutdowns and restarts for the first 2 years, 12 single well shutdown and re-starts for 18 years. MEOH volume based on single well jumper displacement volume plus,- 5.2m3 volume to displace jumper. Yearly Average of 13 single well shut-down and restarts per year - 12.4m3 per well shut-down and restart.
Methanol for startup, re-start - TAR Planned Shutdown | Methanol | n/a | Liquid | Yes | 318 | m3/TAR | Intermittent | Sea - mixed with produced water | Full Shutdown TARs 5 planned TARs.
Methanol for startup, re-start - ESD Trip | Methanol | n/a | Liquid | Yes | 159 | m3/year | Intermittent | Sea - mixed with produced water | Aligned with start up and volume required with number of re-starts - Assume 1 per Year - Assumes short ESD with no bull heading.
Normal Operations Onshore
Effluents
DESCRIPTION | WASTE | EWC WASTE CODE | TYPE | HAZARDOUS WASTE | AMOUNT | Units | PRODUCTION | RECEPTOR | COMMENTS
Slops Tank for Equipment Drainage | Oily-Water | 16 10 01* | Liquid | Yes | 20 | m3 | Continuous | Third party | Assumes tank (10m3) will be emptied twice per year.
Stormwater Runoff | Rain Water | n/a | Liquid | Yes | 4000 | m3/year | Intermittent | Collected in Buffer tank and routed via oil seperator before disposal to ditches | Average rainfall in the area: 450mm/year/m2. Total onshore concrete and buildings area (rain water that is collected): 8700m2, resulting in an yearly average of 4000m3 of rain water.
Sewage | Black water | 20 03 06 | Liquid | No | 164.3625 | tpa | Intermittent | Connected to RAJA | Average of 6 personnel working assuming a sewage generation rate of 75L per person per day over 365 days.
Abnormal Operations Offshore
Effluents
DESCRIPTION | WASTE | EWC WASTE CODE | TYPE | HAZARDOUS WASTE | AMOUNT | Units | PRODUCTION | RECEPTOR | COMMENTS
Well Start-up - Methanol | Methanol | n/a | Liquid | Yes | 1446 | m3 | Intermittent | Sea- mixed with produced water | Assuming high level ESD trips to occur 6 times during early field life due to initial plant stability issues and surveillance activities. Full SWP blowdown and cold re-start (Pelican – 48h flaring) required.

## ESG
CALCULATION SHEET
Crude Emission factors
[35 empty] | lb/ 1000gal | HHV | 150 | MMBTU/1000gal
[29 empty] | From | To | Multiply by |  |  | Nox | 20 |  | 0.13333 | lb/MMBTU
Customer |  |  | OMVP | [13 empty] | Proj No |  |  | PRJ-001030 | [8 empty] | lb/MMBtu | lb/106 scf | 1020 |  |  | CO | 5 |  | 0.033333
Project Title |  |  | OMV Neptun BAT Study & ESIA | [13 empty] | Calc No | [11 empty] | lb | kg | 0.454 |  |  | PM | 7 |  | 0.046667
Calculation Title |  |  | Emissions Inventory | [13 empty] | Phase/CTR |  |  | Normal Operations | [8 empty] | scf | Sm3 | 0.028373 |  |  | SO2 | 1.5 |  | 0.01
Elec File Location | [28 empty] | lb/106 scf | kg/106 Sm3 | 16.9126 |  |  | VOC | 1.04 |  | 0.0069333
[29 empty] | MJ | Btu | 947 |  |  | N2O | 0.53 |  | 0.0035333
Project File Location | [16 empty] | Page
Diesel Generator - Essential Services
[29 empty] | No.6 | 150 | MMBTU/1000 gallons |  | 0
EQUIPMENT: |  |  | Diesel Generator | [26 empty] | 41792.8579
Emissions Factors: |  |  | MW |  |  | Density |  | LHV |  |  | HHV |  |  | NOx | NOx |  |  | CO |  | CO |  | PM |  | PM |  |  |  |  | HHV |  | NOx |  |  | CO
|  |  | g/mol |  |  | kg/Sm³ |  | MJ/kg |  |  | MJ/Sm³ |  |  | kg/106 Sm³ | kg/kg fuel |  |  | kg/106 Sm³ |  | kg/kg fuel |  | kg/106 Sm³ |  | kg/kg fuel |  |  |  |  | Btu/scf | MJ/Sm3 | lb/MMBtu | kg/MJ | kg/106 Sm3 | lb/MMBtu | kg/MJ | kg/106 Sm3
Reference Gas | [10 empty] | 44.8902 |  |  | 55161.6 |  |  |  | 14652.3 |  |  |  | 1723.8 |  |  |  | Average Natural Gas
Diesel |  |  | 305.241 |  |  | 832.5 |  | 42.588 |  |  | 45.612 |  |  | 56048.5644 | 6.7326e-05 |  |  | 14887.8999 |  | 1.7883e-05 |  | 1751.5176 |  | 2.1039e-06 |  | EPA Std Temp = | 60 | °F |  |  | PM |  |  | CH4
[26 empty] | = | 15.5556 | °C |  |  | lb/MMBtu | kg/MJ | kg/106 Sm3 | lb/MMBtu | kg/MJ | kg/106 Sm3
Emissions Factors: |  |  | CH4 |  |  | CH4 |  | SO2 |  |  | SO2 |  |  | VOC | VOC |  |  | N2O |  | N2O |  | EFs from EPA-42 Table 3.4-1 |  |  |  | Project Std. Temp. = | 15.6 | °C
|  |  | kg/106 Sm³ |  |  | kg/kg fuel |  | kg/106 Sm³ |  |  | kg/kg fuel |  |  | kg/106 Sm³ | kg/kg fuel |  |  | kg/106 Sm³ |  | kg/kg fuel | [10 empty] | VOC
Reference Gas | [7 empty] | 17410.38 | [22 empty] | lb/MMBtu | kg/MJ | kg/106 Sm3
Diesel | [7 empty] | 17690.3281 |  |  | 2.125e-05
[31 empty] | SO2 |  |  | N2O
Furnace Duty: | [13 empty] | Fuel Consumption: | [16 empty] | lb/MMBtu | kg/MJ | kg/106 Sm3 | lb/MMBtu | kg/MJ | kg/106 Sm3
Duty Requirement |  |  | 1 | MW |  |  | Furnace Efficiency | [5 empty] | % | Diesel |  | 319 |  |  | kg/h | 1.0451 | kmol/h |  | 3.7738 |  | MW | 0
Fired Duty |  |  |  | MW | [21 empty] | 0
|  | Diesel | [13 empty] | 3.7738 | MW
Compositions |  |  |  |  | Air |  |  | Total Feed |  | Combustion Products | [5 empty] | 104 | hrs pa
[5 empty] | Comb |  | XS | [8 empty] | 392.4721 | MWhr pa | [8 empty] | REACTANT | [5 empty] | REQ. COMBUSTION AIR |  | PRODUCTS
Component |  | Mol Frac | kmol/h |  | kmol/h |  | kmol/h | kg/h |  | Mol Frac |  | kmol/h |  | kg/h |  | 1412.8995 | GJ pa | [8 empty] | C | H | O | N | S | MW | O2 | N2 | CO2 | H2O | N2 | SO2
H2 |  | 0 | 0 |  |  |  |  | 0 |  | 0 |  | 0 |  | 0 | [12 empty] | 2 |  |  |  | 2.016 | 0.5 | 1.881 | 0 | 1 | 1.881 | 0 |  | Nitrogen | 1.4415e-10
CH4 |  | 3.7673e-06 | 3.9371e-06 |  |  |  |  | 6.3159e-05 |  | 0 |  | 0 |  | 0 |  |  | Assumed 4hr run test every 2 weeks at 1MW. 26 x a year for 4 hours. | [8 empty] | 1 | 4 |  |  |  | 16.042 | 2 | 7.5238 | 1 | 2 | 7.5238 | 0 |  | CO2 | 1.0484e-06
C2H4 |  | 0 | 0 |  |  |  |  | 0 |  | 0 |  | 0 |  | 0 | [11 empty] | 2 | 4 |  |  |  | 28.052 | 3 | 11.2857 | 2 | 2 | 11.2857 | 0 |  | Methane | 3.7673e-06
C2H6 |  | 0.00023202 | 0.00024248 |  |  |  |  | 0.0072909 |  | 0 |  | 0 |  | 0 | [11 empty] | 2 | 6 |  |  |  | 30.068 | 3.5 | 13.1667 | 2 | 3 | 13.1667 | 0 |  | Ethane | 0.00023202
C3H6 |  | 0 | 0 |  |  |  |  | 0 |  | 0 |  | 0 |  | 0 | [11 empty] | 3 | 6 |  |  |  | 42.078 | 4.5 | 16.9286 | 3 | 3 | 16.9286 | 0 |  | Propane | 0.004114
C3H8 |  | 0.004114 | 0.0042995 |  |  |  |  | 0.18958 |  | 0 |  | 0 |  | 0 | [11 empty] | 3 | 8 |  |  |  | 44.094 | 5 | 18.8095 | 3 | 4 | 18.8095 | 0 |  | i-Butane | 0.0042988
iC4H8 |  | 0 | 0 |  |  |  |  | 0 |  | 0 |  | 0 |  | 0 | [11 empty] | 4 | 8 |  |  |  | 56.104 | 6 | 22.5714 | 4 | 4 | 22.5714 | 0 |  | n-Butane | 0.013311
iC4H10 |  | 0.0042988 | 0.0044925 |  |  |  |  | 0.26111 |  | 0 |  | 0 |  | 0 | [11 empty] | 4 | 10 |  |  |  | 58.12 | 6.5 | 24.4524 | 4 | 5 | 24.4524 | 0 |  | i-Pentane | 0.014451
nC4H10 |  | 0.013311 | 0.013911 |  |  |  |  | 0.80851 |  | 0 |  | 0 |  | 0 | [11 empty] | 4 | 10 |  |  |  | 58.12 | 6.5 | 24.4524 | 4 | 5 | 24.4524 | 0 |  | 22-Mpropane | 6.3635e-05
iC5H12 |  | 0.014451 | 0.015102 |  |  |  |  | 1.0895 |  | 0 |  | 0 |  | 0 | [11 empty] | 5 | 12 |  |  |  | 72.146 | 8 | 30.0952 | 5 | 6 | 30.0952 | 0 |  | n-Pentane | 0.018658
nC5H12 |  | 0.018658 | 0.019499 |  |  |  |  | 1.4068 |  | 0 |  | 0 |  | 0 | [11 empty] | 5 | 12 |  |  |  | 72.146 | 8 | 30.0952 | 5 | 6 | 30.0952 | 0 |  | Benzene | 0.002327
nC22* |  | 0.94337 | 0.9859 |  |  |  |  | 315.1956 |  | 0 |  | 0 |  | 0 | [11 empty] | 22.65 | 47.3 |  |  |  | 319.7049 | 34.475 | 129.6917 | 22.65 | 23.65 | 129.6917 | 0 |  | Toluene | 0.0042009
He |  | 0 | 0 |  |  |  |  | 0 |  | 0 |  | 0 |  | 0 | [16 empty] | 4.003 | [7 empty] | E-Benzene | 0.00092197
H2S |  | 0 | 0 |  |  |  |  | 0 |  | 0 |  | 0 |  | 0 | [12 empty] | 2 |  |  | 1 | 34.016 | 1.5 | 5.6429 | 0 | 1 | 5.6429 | 1 |  | m-Xylene | 0.0051351
O2 |  | 0 | 0 |  | 34.4075 |  | 5.1611 | 1266.1969 |  | 0.026678 |  | 5.1611 |  | 165.1561 | [13 empty] | 2 |  |  | 32 | 0 | 0 | 0 | 0 | 0 | 0 |  | o-Xylene | 0.002295
N2 |  | 1.4415e-10 | 1.5065e-10 |  | 129.4378 |  | 12.6359 | 3978.0636 |  | 0.73438 |  | 142.0732 |  | 3978.0505 | [14 empty] | 2 |  | 28 | 0 | 0 | 0 | 0 | 1 | 0 |  | C6* | 0.012247
CO |  | 0 | 0 |  |  |  |  | 0 |  | 1.0528e-06 |  | 0.00020367 |  | 0.0057048 | [11 empty] | 1 |  | 1 |  |  | 28.01 | [7 empty] | C7-10* | 0.05923
CO2 |  | 1.0484e-06 | 1.0956e-06 |  |  |  |  | 4.8218e-05 |  | 0.11677 |  | 22.5903 |  | 994.2005 | [11 empty] | 1 |  | 2 |  |  | 44.01 | [7 empty] | C11-15* | 0.048153
NO2 |  | 0 | 0 |  |  |  |  | 0 |  | 2.4133e-06 |  | 0.00046689 |  | 0.021477 | [13 empty] | 2 | 1 |  | 46 | [7 empty] | C16-20* | 0.034142
N2O |  | 0 | [25 empty] | 1 | 2 |  | 44 | [7 empty] | C21-25* | 0.025927
SO2 |  | 0 | 0 |  |  |  |  | 0 |  | 5.4748e-07 |  | 0.00010592 |  | 0.0067786 | [13 empty] | 2 |  | 1 | 64 | [7 empty] | C26-29* | 0.015381
H2O |  | 0.0014952 | 0.0015626 |  |  |  |  | 0.028152 |  | 0.12217 |  | 23.6355 |  | 425.8179 | [12 empty] | 2 | 1 |  |  | 18.016 | [7 empty] | C30-35* | 0.016044
Total |  | 0.99994 | 1.045 |  | 163.8454 |  | 17.797 | 5563.2471 |  | 1 |  | 193.461 |  | 5563.2591 | [24 empty] | C36+* | 0.040186
Emissions rates | [6 empty] | g/s | [31 empty] | C6_1* | 0.020505
NOx Emission rate estimate as: | [6 empty] | 0.0059658 | 0.021477 |  | kg/h |  | 0.0022336 |  | tpa | [24 empty] | C7-10_1* | 0.12183
CO Emission rate estimate as: | [6 empty] | 0.0015847 | 0.0057048 |  | kg/h |  | 0.0005933 |  | tpa
PM Emission rate estimated as: | [6 empty] | 0.00018643 | 0.00067115 |  | kg/h |  | 6.98e-05 |  | tpa
CH4 Emissions estimate rate: | [6 empty] | 0 | 0 |  | kg/h |  | 0 |  | tpa
VOC Emission rate estimated as: | [6 empty] | 0 | 0 |  | kg/h |  | 0 |  | tpa | [24 empty] | C11-15_1* | 0.1078
SO2 Emissions estimate rate: | [6 empty] | 0.001883 | 0.0067786 |  | kg/h |  | 0.00070498 |  | tpa
N2O Emission rate estimated as: | [6 empty] | 0 | 0 |  | kg/h |  | 0 |  | tpa
CO2 Emission rate estimated as: | [6 empty] | 268.2556 |  | 965.7201 | kg/h |  | 100.4349 |  | tpa
Notes: | [38 empty] | C16-20_1* | 0.075641
1. | Emission factors have been taken from Section 1.3 in EPA AP42 based on No 4 oil [Ref 3]. | [37 empty] | C21-25_1* | 0.061705
2. | Diesel composition taken as typical for no. 4 grade. | [37 empty] | C26-29_1* | 0.04073
3. | Diesel fuel consumption rate taken from [Ref 2] and based on testing of engine at a capacity of 1 MW. | [37 empty] | C30-35_1* | 0.043895
4. | Pump assumed to run for 4 hours every 2 weeks. | [37 empty] | C36+_1* | 0.09828
5. | Average diesel density taken from [Ref 7] where minimum is 820 and maximum is 845. Average taken as 832.5 kg/m3. LHV = 11.83 KWh/kg and HHV = 12.67 KWh/kg. | [37 empty] | C6_2* | 0.0046103
[39 empty] | C7-10_2* | 0.024351
[39 empty] | C11-15_2* | 0.022612
[39 empty] | C16-20_2* | 0.016632
[39 empty] | C21-25_3* | 0.012041
[39 empty] | C26-29_2* | 0.0066817
[39 empty] | C30-35_2* | 0.0065662
[39 empty] | C36+_2* | 0.013299
[39 empty] | H2O | 0.0014952

## BSG
CALCULATION SHEET
Crude Emission factors
[35 empty] | lb/ 1000gal | HHV | 150 | MMBTU/1000gal
[29 empty] | From | To | Multiply by |  |  | Nox | 20 |  | 0.13333 | lb/MMBTU
Customer |  |  | OMVP | [13 empty] | Proj No |  |  | PRJ-001030 | [8 empty] | lb/MMBtu | lb/106 scf | 1020 |  |  | CO | 5 |  | 0.033333
Project Title |  |  | OMV Neptun BAT Study & ESIA | [13 empty] | Calc No | [11 empty] | lb | kg | 0.454 |  |  | PM | 7 |  | 0.046667
Calculation Title |  |  | Emissions Inventory | [13 empty] | Phase/CTR |  |  | Normal Operations | [8 empty] | scf | Sm3 | 0.028373 |  |  | SO2 | 1.5 |  | 0.01
Elec File Location | [28 empty] | lb/106 scf | kg/106 Sm3 | 16.9126 |  |  | VOC | 1.04 |  | 0.0069333
[29 empty] | MJ | Btu | 947 |  |  | N2O | 0.53 |  | 0.0035333
Project File Location | [16 empty] | Page
Diesel Generators - Black Start Generator
[29 empty] | No.6 | 150 | MMBTU/1000 gallons |  | 0
EQUIPMENT: |  |  | Diesel Generator | [26 empty] | 41792.8579
Emissions Factors: |  |  | MW |  |  | Density |  | LHV |  |  | HHV |  |  | NOx | NOx |  |  | CO |  | CO |  | PM |  | PM |  |  |  |  | HHV |  | NOx |  |  | CO
|  |  | g/mol |  |  | kg/Sm³ |  | MJ/kg |  |  | MJ/Sm³ |  |  | kg/106 Sm³ | kg/kg fuel |  |  | kg/106 Sm³ |  | kg/kg fuel |  | kg/106 Sm³ |  | kg/kg fuel |  |  |  |  | Btu/scf | MJ/Sm3 | lb/MMBtu | kg/MJ | kg/106 Sm3 | lb/MMBtu | kg/MJ | kg/106 Sm3
Reference Gas | [10 empty] | 44.8902 |  |  | 55161.6 |  |  |  | 14652.3 |  |  |  | 1723.8 |  |  |  | Average Natural Gas
Diesel |  |  | 305.241 |  |  | 832.5 |  | 42.588 |  |  | 45.612 |  |  | 56048.5644 | 6.7326e-05 |  |  | 14887.8999 |  | 1.7883e-05 |  | 1751.5176 |  | 2.1039e-06 |  | EPA Std Temp = | 60 | °F |  |  | PM |  |  | CH4
[26 empty] | = | 15.5556 | °C |  |  | lb/MMBtu | kg/MJ | kg/106 Sm3 | lb/MMBtu | kg/MJ | kg/106 Sm3
Emissions Factors: |  |  | CH4 |  |  | CH4 |  | SO2 |  |  | SO2 |  |  | VOC | VOC |  |  | N2O |  | N2O |  | EFs from EPA-42 Table 3.4-1 |  |  |  | Proj Std Temp. = | 15.6 | °C
|  |  | kg/106 Sm³ |  |  | kg/kg fuel |  | kg/106 Sm³ |  |  | kg/kg fuel |  |  | kg/106 Sm³ | kg/kg fuel |  |  | kg/106 Sm³ |  | kg/kg fuel | [10 empty] | VOC
Reference Gas | [7 empty] | 17410.38 | [22 empty] | lb/MMBtu | kg/MJ | kg/106 Sm3
Diesel | [7 empty] | 17690.3281 |  |  | 2.125e-05
[31 empty] | SO2 |  |  | N2O
Furnace Duty: | [13 empty] | Fuel Consumption: | [16 empty] | lb/MMBtu | kg/MJ | kg/106 Sm3 | lb/MMBtu | kg/MJ | kg/106 Sm3
Duty Requirement |  |  | 0.8 | MW |  |  | Furnace Efficiency | [5 empty] | % | Diesel |  | 50 |  |  | kg/h | 0.1638 | kmol/h |  | 0.5915 |  | MW
Fired Duty |  |  |  | MW
|  | Diesel | [13 empty] | 0.5915 | MW
Compositions |  |  |  |  | Air |  |  | Total Feed |  | Combustion Products | [5 empty] | 104 | hrs pa
[5 empty] | Comb |  | XS | [8 empty] | 61.516 | MWhr pa | [8 empty] | REACTANT | [5 empty] | REQ. COMBUSTION AIR |  | PRODUCTS
Component |  | Mol Frac | kmol/h |  | kmol/h |  | kmol/h | kg/h |  | Mol Frac |  | kmol/h |  | kg/h |  | 221.4576 | GJ pa | [8 empty] | C | H | O | N | S | MW | O2 | N2 | CO2 | H2O | N2 | SO2
H2 |  | 0 | 0 |  |  |  |  | 0 |  | 0 |  | 0 |  | 0 | [12 empty] | 2 |  |  |  | 2.016 | 0.5 | 1.881 | 0 | 1 | 1.881 | 0 |  | Nitrogen | 1.4415e-10
CH4 |  | 3.7673e-06 | 6.171e-07 |  |  |  |  | 9.8995e-06 |  | 0 |  | 0 |  | 0 | [11 empty] | 1 | 4 |  |  |  | 16.042 | 2 | 7.5238 | 1 | 2 | 7.5238 | 0 |  | CO2 | 1.0484e-06
C2H4 |  | 0 | 0 |  |  |  |  | 0 |  | 0 |  | 0 |  | 0 |  |  | Assumed 4hr run test every 2 weeks at 800 kW. 26 x a year for 4 hours each time | [8 empty] | 2 | 4 |  |  |  | 28.052 | 3 | 11.2857 | 2 | 2 | 11.2857 | 0 |  | Methane | 3.7673e-06
C2H6 |  | 0.00023202 | 3.8006e-05 |  |  |  |  | 0.0011428 |  | 0 |  | 0 |  | 0 | [11 empty] | 2 | 6 |  |  |  | 30.068 | 3.5 | 13.1667 | 2 | 3 | 13.1667 | 0 |  | Ethane | 0.00023202
C3H6 |  | 0 | 0 |  |  |  |  | 0 |  | 0 |  | 0 |  | 0 | [11 empty] | 3 | 6 |  |  |  | 42.078 | 4.5 | 16.9286 | 3 | 3 | 16.9286 | 0 |  | Propane | 0.004114
C3H8 |  | 0.004114 | 0.0006739 |  |  |  |  | 0.029715 |  | 0 |  | 0 |  | 0 | [11 empty] | 3 | 8 |  |  |  | 44.094 | 5 | 18.8095 | 3 | 4 | 18.8095 | 0 |  | i-Butane | 0.0042988
iC4H8 |  | 0 | 0 |  |  |  |  | 0 |  | 0 |  | 0 |  | 0 | [11 empty] | 4 | 8 |  |  |  | 56.104 | 6 | 22.5714 | 4 | 4 | 22.5714 | 0 |  | n-Butane | 0.013311
iC4H10 |  | 0.0042988 | 0.00070416 |  |  |  |  | 0.040926 |  | 0 |  | 0 |  | 0 | [11 empty] | 4 | 10 |  |  |  | 58.12 | 6.5 | 24.4524 | 4 | 5 | 24.4524 | 0 |  | i-Pentane | 0.014451
nC4H10 |  | 0.013311 | 0.0021804 |  |  |  |  | 0.12673 |  | 0 |  | 0 |  | 0 | [11 empty] | 4 | 10 |  |  |  | 58.12 | 6.5 | 24.4524 | 4 | 5 | 24.4524 | 0 |  | 22-Mpropane | 6.3635e-05
iC5H12 |  | 0.014451 | 0.0023671 |  |  |  |  | 0.17078 |  | 0 |  | 0 |  | 0 | [11 empty] | 5 | 12 |  |  |  | 72.146 | 8 | 30.0952 | 5 | 6 | 30.0952 | 0 |  | n-Pentane | 0.018658
nC5H12 |  | 0.018658 | 0.0030563 |  |  |  |  | 0.2205 |  | 0 |  | 0 |  | 0 | [11 empty] | 5 | 12 |  |  |  | 72.146 | 8 | 30.0952 | 5 | 6 | 30.0952 | 0 |  | Benzene | 0.002327
nC22* |  | 0.94337 | 0.15453 |  |  |  |  | 49.4037 |  | 0 |  | 0 |  | 0 | [11 empty] | 22.65 | 47.3 |  |  |  | 319.7049 | 34.475 | 129.6917 | 22.65 | 23.65 | 129.6917 | 0 |  | Toluene | 0.0042009
He |  | 0 | 0 |  |  |  |  | 0 |  | 0 |  | 0 |  | 0 | [16 empty] | 4.003 | [7 empty] | E-Benzene | 0.00092197
H2S |  | 0 | 0 |  |  |  |  | 0 |  | 0 |  | 0 |  | 0 | [12 empty] | 2 |  |  | 1 | 34.016 | 1.5 | 5.6429 | 0 | 1 | 5.6429 | 1 |  | m-Xylene | 0.0051351
O2 |  | 0 | 0 |  | 5.393 |  | 0.80895 | 198.4635 |  | 0.026678 |  | 0.80895 |  | 25.8865 | [13 empty] | 2 |  |  | 32 | 0 | 0 | 0 | 0 | 0 | 0 |  | o-Xylene | 0.002295
N2 |  | 1.4415e-10 | 2.3613e-11 |  | 20.2881 |  | 1.9805 | 623.5209 |  | 0.73438 |  | 22.2685 |  | 623.5189 | [14 empty] | 2 |  | 28 | 0 | 0 | 0 | 0 | 1 | 0 |  | C6* | 0.012247
CO |  | 0 | 0 |  |  |  |  | 0 |  | 1.0528e-06 |  | 3.1923e-05 |  | 0.00089417 | [11 empty] | 1 |  | 1 |  |  | 28.01 | [7 empty] | C7-10* | 0.05923
CO2 |  | 1.0484e-06 | 1.7173e-07 |  |  |  |  | 7.5576e-06 |  | 0.11677 |  | 3.5408 |  | 155.8308 | [11 empty] | 1 |  | 2 |  |  | 44.01 | [7 empty] | C11-15* | 0.048153
NO2 |  | 0 | 0 |  |  |  |  | 0 |  | 2.4133e-06 |  | 7.318e-05 |  | 0.0033663 | [13 empty] | 2 | 1 |  | 46 | [7 empty] | C16-20* | 0.034142
N2O |  | 0 | [25 empty] | 1 | 2 |  | 44 | [7 empty] | C21-25* | 0.025927
SO2 |  | 0 | 0 |  |  |  |  | 0 |  | 5.4748e-07 |  | 1.6601e-05 |  | 0.0010625 | [13 empty] | 2 |  | 1 | 64 | [7 empty] | C26-29* | 0.015381
H2O |  | 0.0014952 | 0.00024492 |  |  |  |  | 0.0044125 |  | 0.12217 |  | 3.7046 |  | 66.7426 | [12 empty] | 2 | 1 |  |  | 18.016 | [7 empty] | C30-35* | 0.016044
Total |  | 0.99994 | 0.16379 |  | 25.6811 |  | 2.7895 | 871.9823 |  | 1 |  | 30.323 |  | 871.9842 | [24 empty] | C36+* | 0.040186
Emissions rates | [6 empty] | g/s | [31 empty] | C6_1* | 0.020505
NOx Emission rate estimate as: | [6 empty] | 0.00093508 | 0.0033663 |  | kg/h |  | 0.00035009 |  | tpa | [24 empty] | C7-10_1* | 0.12183
CO Emission rate estimate as: | [6 empty] | 0.00024838 | 0.00089417 |  | kg/h |  | 9.2993e-05 |  | tpa
PM Emission rate estimated as: | [6 empty] | 2.9221e-05 | 0.0001052 |  | kg/h |  | 1.094e-05 |  | tpa
CH4 Emissions estimate rate: | [6 empty] | 0 | 0 |  | kg/h |  | 0 |  | tpa
VOC Emission rate estimated as: | [6 empty] | 0 | 0 |  | kg/h |  | 0 |  | tpa | [24 empty] | C11-15_1* | 0.1078
SO2 Emissions estimate rate: | [6 empty] | 0.00029513 | 0.0010625 |  | kg/h |  | 0.0001105 |  | tpa
N2O Emission rate estimated as: | [6 empty] | 0 | 0 |  | kg/h |  | 0 |  | tpa
CO2 Emission rate estimated as: | [6 empty] | 42.0463 |  | 151.3668 | kg/h |  | 15.7421 |  | tpa
Notes: | [38 empty] | C16-20_1* | 0.075641
1. | Emission factors have been taken from Section 1.3 in EPA AP42 based on No 4 oil [Ref 3]. | [37 empty] | C21-25_1* | 0.061705
2. | Diesel composition taken as typical for no. 4 grade. | [37 empty] | C26-29_1* | 0.04073
3. | Diesel fuel consumption rate taken from [Ref 2] and based on testing of engine at a capacity of 800 kW. | [37 empty] | C30-35_1* | 0.043895
4. | Pump assumed to run for 4 hours every 2 weeks. | [37 empty] | C36+_1* | 0.09828
5. | Average diesel density taken from [Ref 7] where minimum is 820 and maximum is 845. Average taken as 832.5 kg/m3. LHV = 11.83 KWh/kg and HHV = 12.67 KWh/kg. | [37 empty] | C6_2* | 0.0046103
[39 empty] | C7-10_2* | 0.024351
[39 empty] | C11-15_2* | 0.022612
[39 empty] | C16-20_2* | 0.016632
[39 empty] | C21-25_3* | 0.012041
[39 empty] | C26-29_2* | 0.0066817
[39 empty] | C30-35_2* | 0.0065662
[39 empty] | C36+_2* | 0.013299
[39 empty] | H2O | 0.0014952

## GTGs
CALCULATION SHEET
[30 empty] | From | To | Multiply by |  | Heater Duty (MW) | 24 | MW
Customer |  |  |  | OMVP | [13 empty] | Proj No |  |  | PRJ-001030 | [5 empty] | 1.1197 |  |  | lb/MMBtu | lb/106 scf | 1020 |  | Efficiency of the heater | 34% | = | 0.34
Project Title |  |  |  | OMV Neptun BAT Study & ESIA | [13 empty] | Calc No | [11 empty] | lb | kg | 0.454 |  | Heat released by the heater | 24 | = | 70.5882 | MW
Calculation Title |  |  |  | Emissions Inventory | [13 empty] | Phase/CTR |  |  | Normal Operations | [8 empty] | scf | Sm3 | 0.028373 |  |  | 0.34
Elec File Location | [29 empty] | lb/106 scf | kg/106 Sm3 | 16.9126 |  | Fuel required | Heat Absorbed MWh | = | 254117.6471 | = | 4594.3327
Project File Location | [17 empty] | Page | [11 empty] | MJ | Btu | 947 |  |  | LHV of fuel, BTU/lb |  | 49.78
Gas Turbine Generators | [29 empty] | Sm3 | L |  |  |  |  | = |  |  |  | AP-42
EQUIPMENT: |  |  |  | Gas Turbine
Emissions Factors: |  |  |  | MW |  |  | Density |  | LHV |  | HHV |  |  | NOx |  | NOx |  |  | CO |  | CO |  | PM |  | PM |  |  |  |  | HHV |  | NOx |  |  | CO
|  |  |  | g/mol |  |  | kg/Sm³ |  | MJ/kg |  | MJ/Sm³ |  |  | kg/106 Sm³ |  | kg/kg fuel |  |  | kg/106 Sm³ |  | kg/kg fuel |  | kg/106 Sm³ |  | kg/kg fuel |  |  |  |  | Btu/scf | MJ/Sm3 | lb/MMBtu | lb/106 scf | kg/106 Sm3 | lb/MMBtu | lb/106 scf | kg/106 Sm3
Reference Gas | [10 empty] | 37.9563 |  |  | 5519.4216 |  |  |  |  | 1414.3518 |  |  |  | 113.8381 |  |  |  | Average Natural Gas |  |  | 1020 | 37.9563 | 0.32 | 326.4 | 5519.4216 | 0.082 | 83.64 | 1414.3518
Fuel Gas |  |  |  | 16.2 |  |  | 0.683 |  | 49.78 |  | 37.77 |  |  | 5492.3314 |  | 0.0080415 |  |  | 1407.4099 |  | 0.0020606 |  | 113.2793 |  | 0.00016586 |  | EPA Std Temp = | 60 | °F |  |  | PM |  |  | CH4
[27 empty] | = | 15.5556 | °C |  |  | lb/MMBtu | lb/106 scf | kg/106 Sm3 | lb/MMBtu | lb/106 scf | kg/106 Sm3
Emissions Factors: |  |  |  | CH4 |  |  | CH4 |  | SO2 |  | SO2 |  |  | VOC |  | VOC |  |  | N20 |  | N2O | [5 empty] | Project Std. Temp. = | 15.6 | °C |  |  | 0.0066 | 6.732 | 113.8381 | 0.0086 | 8.772 | 148.3345
|  |  |  | kg/106 Sm³ |  |  | kg/kg fuel |  | kg/106 Sm³ |  | kg/kg fuel |  |  | kg/106 Sm³ |  | kg/kg fuel |  |  | kg/106 Sm³ |  | kg/kg fuel | [10 empty] | VOC |  |  | TOC
Reference Gas |  |  |  | 148.3345 |  |  |  |  | 58.6439 |  |  |  |  | 36.2212 |  |  |  |  | 51.7446 | [12 empty] | lb/MMBtu | lb/106 scf | kg/106 Sm3 | lb/MMBtu | lb/106 scf | kg/106 Sm3
Fuel Gas |  |  |  | 147.6064 |  |  | 0.00021611 |  | 58.356 |  | 0 |  |  | 36.0434 |  | 5.2772e-05 |  |  | 51.4906 |  | 7.5389e-05 | [10 empty] | 0.0021 | 2.142 | 36.2212 | 0.011 | 11.22 | 189.7301
[32 empty] | SO2 |  |  | N2O
Furnace Duty: | [13 empty] | Fuel Consumption: | [17 empty] | lb/MMBtu | lb/106 scf | kg/106 Sm3 | lb/MMBtu | lb/106 scf | kg/106 Sm3
Duty Requirement |  |  |  |  | MW |  |  | Furnace Efficiency |  |  | 30 |  | % | Fuel Gas |  |  | 2251 |  |  | kg/h | 138.9506 | kmol/h |  | 30.6667 |  | MW | 0.11879 |  |  |  |  | 0.0034 | 3.468 | 58.6439 | 0.003 | 3.06 | 51.7446
Fired Duty |  |  | 9.2 |  | MW | [21 empty] | 0.0004938
Fuel Gas: |  | Fuel Gas | [12 empty] | Assumed gas turbine generators operate for 24 hours per day with 2 units in operation and fuel flowrate of 2,251 kg/h as documented in the H&MB.
Compositions | [5 empty] | Air |  |  | Total Feed | Combustion Products
[6 empty] | Comb |  | XS | [18 empty] | REACTANT | [5 empty] | REQ. COMBUSTION AIR |  | PRODUCTS
Component |  | Mol Frac |  | kmol/h |  | kmol/h |  | kmol/h | kg/h | Mol Frac |  | kmol/h |  | kg/h | [12 empty] | C | H | O | N | S | MW | O2 | N2 | CO2 | H2O | N2 | SO2
H2 |  | 0 |  | 0 |  |  |  |  | 0 | 0 |  | 0 |  | 0 | [13 empty] | 2 |  |  |  | 2.016 | 0.5 | 1.881 | 0 | 1 | 1.881 | 0
CH4 |  | 0.9963 |  | 138.4365 |  |  |  |  | 2220.7983 | 1.8255e-05 |  | 0.030325 |  | 0.48647 | [12 empty] | 1 | 4 |  |  |  | 16.042 | 2 | 7.5238 | 1 | 2 | 7.5238 | 0
C2H4 |  | 0 |  | 0 |  |  |  |  | 0 | 0 |  | 0 |  | 0 |  | 30.6667 |  | MW | [8 empty] | 2 | 4 |  |  |  | 28.052 | 3 | 11.2857 | 2 | 2 | 11.2857 | 0
C2H6 |  | 0.0007 |  | 0.097265 |  |  |  |  | 2.9246 | 3.0899e-09 |  | 5.1329e-06 |  | 0.00015434 |  | 8760 |  | hrs pa | [8 empty] | 2 | 6 |  |  |  | 30.068 | 3.5 | 13.1667 | 2 | 3 | 13.1667 | 0
C3H6 |  | 0 |  | 0 |  |  |  |  | 0 | 0 |  | 0 |  | 0 |  | 268640 |  | MWhr pa | [8 empty] | 3 | 6 |  |  |  | 42.078 | 4.5 | 16.9286 | 3 | 3 | 16.9286 | 0
C3H8 |  | 0.0002 |  | 0.02779 |  |  |  |  | 1.2254 | 8.8284e-10 |  | 1.4665e-06 |  | 6.4666e-05 |  | 967104 |  | GJ pa | [8 empty] | 3 | 8 |  |  |  | 44.094 | 5 | 18.8095 | 3 | 4 | 18.8095 | 0
iC4H8 |  | 0 |  | 0 |  |  |  |  | 0 | 0 |  | 0 |  | 0 | [12 empty] | 4 | 8 |  |  |  | 56.104 | 6 | 22.5714 | 4 | 4 | 22.5714 | 0
iC4H10 |  | 0.0001 |  | 0.013895 |  |  |  |  | 0.80758 | 4.4142e-10 |  | 7.3327e-07 |  | 4.2618e-05 | [12 empty] | 4 | 10 |  |  |  | 58.12 | 6.5 | 24.4524 | 4 | 5 | 24.4524 | 0
nC4H10 |  | 0 |  | 0 |  |  |  |  | 0 | 0 |  | 0 |  | 0 | [12 empty] | 4 | 10 |  |  |  | 58.12 | 6.5 | 24.4524 | 4 | 5 | 24.4524 | 0
iC5H12 |  | 0.0001 |  | 0.013895 |  |  |  |  | 1.0025 | 4.4142e-10 |  | 7.3327e-07 |  | 5.2903e-05 |  |  | Stream 11 Fuel Gas System | [9 empty] | 5 | 12 |  |  |  | 72.146 | 8 | 30.0952 | 5 | 6 | 30.0952 | 0
nC5H12 |  | 0.0001 |  | 0.013895 |  |  |  |  | 1.0025 | 4.4142e-10 |  | 7.3327e-07 |  | 5.2903e-05 | [12 empty] | 5 | 12 |  |  |  | 72.146 | 8 | 30.0952 | 5 | 6 | 30.0952 | 0
nC6H14 |  | 0.0002 |  | 0.02779 |  |  |  |  | 2.3947 | 8.8284e-10 |  | 1.4665e-06 |  | 0.00012638 | [12 empty] | 6 | 14 |  |  |  | 86.172 | 9.5 | 35.7381 | 6 | 7 | 35.7381 | 0
He |  | 0 |  | 0 |  |  |  |  | 0 | 0 |  | 0 |  | 0 | [17 empty] | 4.003
H2S |  | 0 |  | 0 |  |  |  |  | 0 | 0 |  | 0 |  | 0 | [13 empty] | 2 |  |  | 1 | 34.016 | 1.5 | 5.6429 | 0 | 1 | 5.6429 | 1
O2 |  | 0 |  | 0 |  | 277.929 |  | 41.6894 | 10227.7881 | 0.025133 |  | 41.7501 |  | 1336.0019 | [14 empty] | 2 |  |  | 32 | 0 | 0 | 0 | 0 | 0 | 0
N2 |  | 0.0015 |  | 0.20843 |  | 1045.5425 |  | 156.8314 | 33672.3051 | 0.7237 |  | 1202.1888 |  | 33661.2869 | [15 empty] | 2 |  | 28 | 0 | 0 | 0 | 0 | 1 | 0
CO |  | 0 |  | 0 |  |  |  |  | 0 | 9.9689e-05 |  | 0.1656 |  | 4.6385 | [12 empty] | 1 |  | 1 |  |  | 28.01
CO2 |  | 0.0008 |  | 0.11116 |  |  |  |  | 4.8922 | 0.083671 |  | 138.9909 |  | 6116.9884 | [12 empty] | 1 |  | 2 |  |  | 44.01
NO2 |  | 0 |  | 0 |  |  |  |  | 0 | 0.00023689 |  | 0.39351 |  | 18.1014 | [14 empty] | 2 | 1 |  | 46
N2O |  | 0 | [6 empty] | 0 | 2.3218e-06 |  | 0.0038568 |  | 0.1697 | [14 empty] | 1 | 2 |  | 44
SO2 |  | 0 |  | 0 |  |  |  |  | 0 | 0 |  | 0 |  | 0 | [14 empty] | 2 |  | 1 | 64
H2O |  | 0 |  | 0 |  |  |  |  | 0 | 0.16714 |  | 277.646 |  | 5002.0705 | [13 empty] | 2 | 1 |  |  | 18.016
Total |  | 1 |  | 138.9506 |  | 1323.4715 |  | 198.5207 | 46135.1409 | 1 |  | 1661.1691 |  | 46139.7442
Emissions rates | [7 empty] | g/s
NOx Emission rate estimate as: | [7 empty] | 5.0282 | 18.1014 | kg/h |  | 158.6766 |  | tpa
CO Emission rate estimate as: | [7 empty] | 1.2885 | 4.6385 | kg/h |  | 40.6609 |  | tpa
PM Emission rate estimated as: | [7 empty] | 0.10371 | 0.37334 | kg/h |  | 3.2727 |  | tpa
CH4 Emissions estimate rate: | [7 empty] | 0.13513 | 0.48647 | kg/h |  | 4.2644 |  | tpa
VOC Emission rate estimated as: | [7 empty] | 0.032997 | 0.11879 | kg/h |  | 1.0413 |  | tpa
SO2 Emissions estimate rate: | [7 empty] | 0 | 0 | kg/h |  | 0 |  | tpa
N2O Emission rate estimated as: | [7 empty] | 0.00037907 | 0.0013646 | kg/h |  | 0.011962 |  | tpa
CO2 Emission rate estimated as: | [7 empty] | 1708.788 | 6151.6367 | kg/h |  | 53925.2475 |  | tpa
Notes:
1. | Emission factors have been taken from Table 3.1-1 and Table 3.1-2a in EPA AP42 [Ref 3].
2. | Properties obtained from HMB stream 11 Max Flow 790 End Case [Ref 1].
3. | Required heat duty of fuel taken from [Ref 11].
4. | LHV, HHV based on typical Heating Values for a methane rich stream for normal operation [Ref 12].
5. | Flowrate taken from ESIA Emissions Assumptions List [Ref 2].

## TEMPSC
CALCULATION SHEET
Crude Emission factors
[35 empty] | lb/ 1000gal | HHV | 150 | MMBTU/1000gal
[29 empty] | From | To | Multiply by |  |  | Nox | 20 |  | 0.13333 | lb/MMBTU
Customer |  |  | OMVP | [13 empty] | Proj No |  |  | PRJ-001030 | [8 empty] | lb/MMBtu | lb/106 scf | 1020 |  |  | CO | 5 |  | 0.033333
Project Title |  |  | OMV Neptun BAT Study & ESIA | [13 empty] | Calc No | [11 empty] | lb | kg | 0.454 |  |  | PM | 7 |  | 0.046667
Calculation Title |  |  | Emissions Inventory | [13 empty] | Phase/CTR |  |  | Normal Operations | [8 empty] | scf | Sm3 | 0.028373 |  |  | SO2 | 1.5 |  | 0.01
Elec File Location | [28 empty] | lb/106 scf | kg/106 Sm3 | 16.9126 |  |  | VOC | 1.04 |  | 0.0069333
[29 empty] | MJ | Btu | 947 |  |  | N2O | 0.53 |  | 0.0035333
Project File Location | [16 empty] | Page
TEMPSC Tests
[29 empty] | No.6 | 150 | MMBTU/1000 gallons |  | 0
EQUIPMENT: |  |  | Diesel Engine | [26 empty] | 41792.8579
Emissions Factors: |  |  | MW |  |  | Density |  | LHV |  |  | HHV |  |  | NOx | NOx |  |  | CO |  | CO |  | PM |  | PM |  |  |  |  | HHV |  | NOx |  |  | CO
|  |  | g/mol |  |  | kg/Sm³ |  | MJ/kg |  |  | MJ/Sm³ |  |  | kg/106 Sm³ | kg/kg fuel |  |  | kg/106 Sm³ |  | kg/kg fuel |  | kg/106 Sm³ |  | kg/kg fuel |  |  |  |  | Btu/scf | MJ/Sm3 | lb/MMBtu | kg/MJ | kg/106 Sm3 | lb/MMBtu | kg/MJ | kg/106 Sm3
Reference Gas | [10 empty] | 44.8902 |  |  | 76019.58 |  |  |  | 16376.1 |  |  |  | 5343.78 |  |  |  | Average Natural Gas
Diesel |  |  | 305.241 |  |  | 832.5 |  | 42.59 |  |  | 45.61 |  |  | 77238.5409 | 9.2779e-05 |  |  | 16638.6879 |  | 1.9986e-05 |  | 5429.4666 |  | 6.5219e-06 |  | EPA Std Temp = | 60 | °F |  |  | PM |  |  | CH4
[26 empty] | = | 15.5556 | °C |  |  | lb/MMBtu | kg/MJ | kg/106 Sm3 | lb/MMBtu | kg/MJ | kg/106 Sm3
Emissions Factors: |  |  | CH4 |  |  | CH4 |  | SO2 |  |  | SO2 |  |  | VOC | VOC |  |  | N2O |  | N2O |  | EFs from EPA-42 Table 3.3-1 |  |  |  | Proj Std Temp. = | 15.6 | °C
|  |  | kg/106 Sm³ |  |  | kg/kg fuel |  | kg/106 Sm³ |  |  | kg/kg fuel |  |  | kg/106 Sm³ | kg/kg fuel |  |  | kg/106 Sm³ |  | kg/kg fuel | [10 empty] | VOC
Reference Gas | [7 empty] | 4999.02 | [22 empty] | lb/MMBtu | kg/MJ | kg/106 Sm3
Diesel | [7 empty] | 5079.1784 |  |  | 6.1011e-06
[31 empty] | SO2 |  |  | N2O
Furnace Duty: | [13 empty] | Fuel Consumption: | [16 empty] | lb/MMBtu | kg/MJ | kg/106 Sm3 | lb/MMBtu | kg/MJ | kg/106 Sm3
Duty Requirement |  |  | 0.8 | MW |  |  | Furnace Efficiency | [5 empty] | % | Diesel |  | 1 |  |  | kg/h | 0.0032761 | kmol/h |  | 0.011831 |  | MW | 0
Fired Duty |  |  |  | MW | [21 empty] | 0
Fuel Gas: |  | Diesel | [13 empty] | 0.011831 | MW
Compositions |  |  |  |  | Air |  |  | Total Feed |  | Combustion Products | [5 empty] | 104 | hrs pa
[5 empty] | Comb |  | XS | [8 empty] | 1.2304 | MWhr pa | [8 empty] | REACTANT | [5 empty] | REQ. COMBUSTION AIR |  | PRODUCTS
Component |  | Mol Frac | kmol/h |  | kmol/h |  | kmol/h | kg/h |  | Mol Frac |  | kmol/h |  | kg/h |  | 4.4294 | GJ pa | [8 empty] | C | H | O | N | S | MW | O2 | N2 | CO2 | H2O | N2 | SO2
H2 |  | 0 | 0 |  |  |  |  | 0 |  | 0 |  | 0 |  | 0 | [12 empty] | 2 |  |  |  | 2.016 | 0.5 | 1.881 | 0 | 1 | 1.881 | 0 |  | Nitrogen | 1.4415e-10
CH4 |  | 3.7673e-06 | 1.2342e-08 |  |  |  |  | 1.9799e-07 |  | 0 |  | 0 |  | 0 | [11 empty] | 1 | 4 |  |  |  | 16.042 | 2 | 7.5238 | 1 | 2 | 7.5238 | 0 |  | CO2 | 1.0484e-06
C2H4 |  | 0 | 0 |  |  |  |  | 0 |  | 0 |  | 0 |  | 0 |  |  | TEMPSC tests during visits to platform - 4hrs per day and 4 times per year. In total 16h per year. | [8 empty] | 2 | 4 |  |  |  | 28.052 | 3 | 11.2857 | 2 | 2 | 11.2857 | 0 |  | Methane | 3.7673e-06
C2H6 |  | 0.00023202 | 7.6013e-07 |  |  |  |  | 2.2855e-05 |  | 0 |  | 0 |  | 0 | [11 empty] | 2 | 6 |  |  |  | 30.068 | 3.5 | 13.1667 | 2 | 3 | 13.1667 | 0 |  | Ethane | 0.00023202
C3H6 |  | 0 | 0 |  |  |  |  | 0 |  | 0 |  | 0 |  | 0 | [11 empty] | 3 | 6 |  |  |  | 42.078 | 4.5 | 16.9286 | 3 | 3 | 16.9286 | 0 |  | Propane | 0.004114
C3H8 |  | 0.004114 | 1.3478e-05 |  |  |  |  | 0.0005943 |  | 0 |  | 0 |  | 0 | [11 empty] | 3 | 8 |  |  |  | 44.094 | 5 | 18.8095 | 3 | 4 | 18.8095 | 0 |  | i-Butane | 0.0042988
iC4H8 |  | 0 | 0 |  |  |  |  | 0 |  | 0 |  | 0 |  | 0 | [11 empty] | 4 | 8 |  |  |  | 56.104 | 6 | 22.5714 | 4 | 4 | 22.5714 | 0 |  | n-Butane | 0.013311
iC4H10 |  | 0.0042988 | 1.4083e-05 |  |  |  |  | 0.00081851 |  | 0 |  | 0 |  | 0 | [11 empty] | 4 | 10 |  |  |  | 58.12 | 6.5 | 24.4524 | 4 | 5 | 24.4524 | 0 |  | i-Pentane | 0.014451
nC4H10 |  | 0.013311 | 4.3608e-05 |  |  |  |  | 0.0025345 |  | 0 |  | 0 |  | 0 | [11 empty] | 4 | 10 |  |  |  | 58.12 | 6.5 | 24.4524 | 4 | 5 | 24.4524 | 0 |  | 22-Mpropane | 6.3635e-05
iC5H12 |  | 0.014451 | 4.7342e-05 |  |  |  |  | 0.0034155 |  | 0 |  | 0 |  | 0 | [11 empty] | 5 | 12 |  |  |  | 72.146 | 8 | 30.0952 | 5 | 6 | 30.0952 | 0 |  | n-Pentane | 0.018658
nC5H12 |  | 0.018658 | 6.1125e-05 |  |  |  |  | 0.0044099 |  | 0 |  | 0 |  | 0 | [11 empty] | 5 | 12 |  |  |  | 72.146 | 8 | 30.0952 | 5 | 6 | 30.0952 | 0 |  | Benzene | 0.002327
nC22* |  | 0.94337 | 0.0030906 |  |  |  |  | 0.98807 |  | 0 |  | 0 |  | 0 | [11 empty] | 22.65 | 47.3 |  |  |  | 319.7049 | 34.475 | 129.6917 | 22.65 | 23.65 | 129.6917 | 0 |  | Toluene | 0.0042009
He |  | 0 | 0 |  |  |  |  | 0 |  | 0 |  | 0 |  | 0 | [16 empty] | 4.003 | [7 empty] | E-Benzene | 0.00092197
H2S |  | 0 | 0 |  |  |  |  | 0 |  | 0 |  | 0 |  | 0 | [12 empty] | 2 |  |  | 1 | 34.016 | 1.5 | 5.6429 | 0 | 1 | 5.6429 | 1 |  | m-Xylene | 0.0051351
O2 |  | 0 | 0 |  | 0.10786 |  | 0.016179 | 3.9693 |  | 0.026678 |  | 0.016179 |  | 0.51773 | [13 empty] | 2 |  |  | 32 | 0 | 0 | 0 | 0 | 0 | 0 |  | o-Xylene | 0.002295
N2 |  | 1.4415e-10 | 4.7226e-13 |  | 0.40576 |  | 0.039611 | 12.4704 |  | 0.73438 |  | 0.44537 |  | 12.4704 | [14 empty] | 2 |  | 28 | 0 | 0 | 0 | 0 | 1 | 0 |  | C6* | 0.012247
CO |  | 0 | 0 |  |  |  |  | 0 |  | 1.1766e-06 |  | 7.1355e-07 |  | 1.9986e-05 | [11 empty] | 1 |  | 1 |  |  | 28.01 | [7 empty] | C7-10* | 0.05923
CO2 |  | 1.0484e-06 | 3.4345e-09 |  |  |  |  | 1.5115e-07 |  | 0.11677 |  | 0.070816 |  | 3.1166 | [11 empty] | 1 |  | 2 |  |  | 44.01 | [7 empty] | C11-15* | 0.048153
NO2 |  | 0 | 0 |  |  |  |  | 0 |  | 3.3257e-06 |  | 2.0169e-06 |  | 9.2779e-05 | [13 empty] | 2 | 1 |  | 46 | [7 empty] | C16-20* | 0.034142
N2O |  | 0 | [25 empty] | 1 | 2 |  | 44 | [7 empty] | C21-25* | 0.025927
SO2 |  | 0 | 0 |  |  |  |  | 0 |  | 1.5719e-07 |  | 9.533e-08 |  | 6.1011e-06 | [13 empty] | 2 |  | 1 | 64 | [7 empty] | C26-29* | 0.015381
H2O |  | 0.0014952 | 4.8984e-06 |  |  |  |  | 8.825e-05 |  | 0.12217 |  | 0.074093 |  | 1.3349 | [12 empty] | 2 | 1 |  |  | 18.016 | [7 empty] | C30-35* | 0.016044
Total |  | 0.99994 | 0.0032759 |  | 0.51362 |  | 0.05579 | 17.4396 |  | 1 |  | 0.60646 |  | 17.4397 | [24 empty] | C36+* | 0.040186
Emissions rates | [6 empty] | g/s | [31 empty] | C6_1* | 0.020505
NOx Emission rate estimate as: | [6 empty] | 2.5772e-05 | 9.2779e-05 |  | kg/h |  | 3.7112e-07 |  | tpa | [24 empty] | C7-10_1* | 0.12183
CO Emission rate estimate as: | [6 empty] | 5.5518e-06 | 1.9986e-05 |  | kg/h |  | 7.9946e-08 |  | tpa
PM Emission rate estimated as: | [6 empty] | 1.8116e-06 | 6.5219e-06 |  | kg/h |  | 2.6088e-08 |  | tpa
CH4 Emissions estimate rate: | [6 empty] | 0 | 0 |  | kg/h |  | 0 |  | tpa
VOC Emission rate estimated as: | [6 empty] | 0 | 0 |  | kg/h |  | 0 |  | tpa | [24 empty] | C11-15_1* | 0.1078
SO2 Emissions estimate rate: | [6 empty] | 1.6948e-06 | 6.1011e-06 |  | kg/h |  | 2.4404e-08 |  | tpa
N2O Emission rate estimated as: | [6 empty] | 0 | 0 |  | kg/h |  | 0 |  | tpa
CO2 Emission rate estimated as: | [6 empty] | 0.84093 |  | 3.0273 | kg/h |  | 0.012109 |  | tpa
Notes: | [38 empty] | C16-20_1* | 0.075641
1. | Emission factors have been taken from Section 1.3 in EPA AP42 based on No 4 oil [Ref 3]. | [37 empty] | C21-25_1* | 0.061705
2. | Diesel composition taken as typical for no. 4 grade. | [37 empty] | C26-29_1* | 0.04073
3. | Diesel fuel consumption rate taken from [Ref 2] and based on testing of engine at a capacity of 800 kW. | [37 empty] | C30-35_1* | 0.043895
4. | Pump assumed to run for 4 hours every 2 weeks. | [37 empty] | C36+_1* | 0.09828
5. | Average diesel density taken from [Ref 7] where minimum is 820 and maximum is 845. Average taken as 832.5 kg/m3. LHV = 11.83 KWh/kg and HHV = 12.67 KWh/kg. | [37 empty] | C6_2* | 0.0046103
[39 empty] | C7-10_2* | 0.024351
[39 empty] | C11-15_2* | 0.022612
[39 empty] | C16-20_2* | 0.016632
[39 empty] | C21-25_3* | 0.012041
[39 empty] | C26-29_2* | 0.0066817
[39 empty] | C30-35_2* | 0.0065662
[39 empty] | C36+_2* | 0.013299
[39 empty] | H2O | 0.0014952

## LPF P&P
CALCULATION SHEET
[28 empty] | From | To | Multiply by
Customer |  |  | OMVP | [12 empty] | Proj No |  |  | PRJ-001030 | [8 empty] | lb/MMBtu | lb/106 scf | 1020
Project Title |  |  | OMV Neptun BAT Study & ESIA | [12 empty] | Calc No | [11 empty] | lb | kg | 0.454
Calculation Title |  |  | Emissions Inventory | [12 empty] | Phase/CTR |  |  | Normal Operations | [8 empty] | scf | Sm3 | 0.028373
Elec File Location | [27 empty] | lb/106 scf | kg/106 Sm3 | 16.9126
[28 empty] | MJ | Btu | 947
Project File Location | [15 empty] | Page | [11 empty] | L | Sm3 | 0.001
LP Flare - Purge and Pilots | [27 empty] | MMBTU | MJ | 1055.9662
EQUIPMENT: |  |  | Purge gas and pilot lights
Emissions Factors: |  |  | MW |  |  | Density |  | LHV |  | HHV |  |  | NOx | NOx |  |  | CO |  | CO |  | PM |  | PM
|  |  | g/mol |  |  | kg/Sm³ |  | MJ/kg |  | MJ/Sm³ |  |  | kg/106 Sm³ | kg/kg fuel |  |  | kg/106 Sm³ |  | kg/kg fuel |  | kg/106 Sm³ |  | kg/kg fuel |  |  |  |  | NOx |  |  | CO
AP 42 Std Gas | [9 empty] | 37.9563 |  |  | 1173.0576 |  |  |  | 6382.8137 |  |  |  | 40 |  |  |  | Average Natural Gas |  |  | lb/MMBtu | lb/106 scf | kg/106 Sm3 | lb/MMBtu | lb/106 scf | kg/106 Sm3
Flare - Fuel Gas |  |  | 16.2 |  |  | 0.683 |  | 49.78 |  | 37.77 |  |  | 1167.3001 | 0.0017091 |  |  | 6351.4858 |  | 0.0092994 |  | 39.8037 |  | 5.8278e-05 |  | EPA Std Temp = | 60 | °F | 0.068 | 69.36 | 1173.0576 | 0.37 | 377.4 | 6382.8137
[25 empty] | = | 15.5556 | °C
Emissions Factors: |  |  | CH4 |  |  | CH4 |  | SO2 |  | SO2 |  |  | VOC | VOC |  |  | N20 |  | N2O | [8 empty] | PM |  |  | CH4
|  |  | kg/106 Sm³ |  |  | kg/kg fuel |  | kg/106 Sm³ |  | kg/kg fuel |  |  | kg/106 Sm³ | kg/kg fuel |  |  | kg/106 Sm³ |  | kg/kg fuel | [8 empty] | ug/L | kg/Sm3 | kg/106 Sm3 | lb/MMBtu | lb/106 scf | kg/106 Sm3
AP 42 Std Gas |  |  | 2415.1187 | [24 empty] | 40 | 4e-05 | 40 | 0.14 | 142.8 | 2415.1187
Flare - Fuel Gas |  |  | 2403.2649 |  |  | 0.0035187
42.4597
Furnace Duty: | [12 empty] | Fuel Consumption:
Duty Requirement |  |  |  | MW |  |  | Furnace Efficiency |  |  |  |  | % | Flare - Fuel Gas |  | 29 |  |  | kg/h | 1.7901 | kmol/h |  | 0.40101 |  | MW | 0
Fired Duty |  |  |  | MW | [20 empty] | 0
Fuel Gas: |  | Flare - Fuel Gas | [11 empty] | LLP and LP Header purge gas required on continuous basis - 0.6 tonnes/day. Based on GBA Flare Tip, 1.2kg/hr per pilot, 3 off pilots - 0.09 tonnes/day.
Compositions |  |  |  |  | Air |  |  | Total Feed | Combustion Products
[5 empty] | Comb |  | XS | [17 empty] | Reactant | [5 empty] | Combustion Air |  | Products
Component |  | Mol Frac | kmol/h |  | kmol/h |  | kmol/h | kg/h | Mol Frac |  | kmol/h |  | kg/h | [11 empty] | C | H | O | N | S | MW | O2 | N2 | CO2 | H2O | N2 | SO2 |  | Fuel Gas | Acid Gas
H2 |  | 0 | 0 |  |  |  |  | 0 | [17 empty] | 2 |  |  |  | 2.016 | 0.5 | 1.881 | 0 | 1 | 1.881 | 0 | Nitrogen | 0.0142 | 0.0003
CH4 |  | 0.9963 | 1.7835 |  |  |  |  | 28.6109 | 0.00033756 |  | 0.0063609 |  | 0.10204 | [11 empty] | 1 | 4 |  |  |  | 16.042 | 2 | 7.5238 | 1 | 2 | 7.5238 | 0 | CO2 | 0.0096 | 0.7754
C2H4 |  | 0 | 0 |  |  |  |  | 0 | [6 empty] | 0.40101 | MW | [8 empty] | 2 | 4 |  |  |  | 28.052 | 3 | 11.2857 | 2 | 2 | 11.2857 | 0 | Methane | 0.605 | 0.0143
C2H6 |  | 0.0007 | 0.0012531 |  |  |  |  | 0.037678 | 0 |  | 0 |  | 0 |  | 8760 | hrs pa | [8 empty] | 2 | 6 |  |  |  | 30.068 | 3.5 | 13.1667 | 2 | 3 | 13.1667 | 0 | Ethane | 0.1752 | 0.0019
C3H6 |  | 0 | 0 |  |  |  |  | 0 | [6 empty] | 3512.8087 | MWhr pa | [8 empty] | 3 | 6 |  |  |  | 42.078 | 4.5 | 16.9286 | 3 | 3 | 16.9286 | 0 | Propane | 0.1139 | 0.0036
C3H8 |  | 0.0002 | 0.00035802 |  |  |  |  | 0.015787 | 0 |  | 0 |  | 0 |  | 12646.1112 | GJ pa | [8 empty] | 3 | 8 |  |  |  | 44.094 | 5 | 18.8095 | 3 | 4 | 18.8095 | 0 | i-Butane | 0.0171 | 0.001
iC4H8 |  | 0 | 0 |  |  |  |  | 0 | [16 empty] | 4 | 8 |  |  |  | 56.104 | 6 | 22.5714 | 4 | 4 | 22.5714 | 0 | n-Butane | 0.0459 | 0.0024
iC4H10 |  | 0.0001 | 0.00017901 |  |  |  |  | 0.010404 | 0 |  | 0 |  | 0 | [11 empty] | 4 | 10 |  |  |  | 58.12 | 6.5 | 24.4524 | 4 | 5 | 24.4524 | 0 | i-Pentane | 0.0082 | 0.0016
nC4H10 |  | 0 | 0 |  |  |  |  | 0 | 0 |  | 0 |  | 0 |  | Stream 11 Fuel Gas System | [9 empty] | 4 | 10 |  |  |  | 58.12 | 6.5 | 24.4524 | 4 | 5 | 24.4524 | 0 | 22-Mpropane | 0.0002 | 0
iC5H12 |  | 0.0001 | 0.00017901 |  |  |  |  | 0.012915 | 0 |  | 0 |  | 0 | [11 empty] | 5 | 12 |  |  |  | 72.146 | 8 | 30.0952 | 5 | 6 | 30.0952 | 0 | n-Pentane | 0.0089 | 0.0019
nC5H12 |  | 0.0001 | 0.00017901 |  |  |  |  | 0.012915 | 0 |  | 0 |  | 0 | [11 empty] | 5 | 12 |  |  |  | 72.146 | 8 | 30.0952 | 5 | 6 | 30.0952 | 0 | Benzene | 0.0002 | 0.0003
nC6H14 |  | 0.0002 | 0.00035802 |  |  |  |  | 0.030852 | 0 |  | 0 |  | 0 |  | 254.214 | te/y | [8 empty] | 6 | 14 |  |  |  | 86.172 | 9.5 | 35.7381 | 6 | 7 | 35.7381 | 0 | Toluene | 0 | 0.0005
He |  | 0 | 0 |  |  |  |  | 0 | [6 empty] | 365.25 | days | [13 empty] | 4.003 | [6 empty] | E-Benzene | 0 | 0.0001
H2S |  | 0 | 0 |  |  |  |  | 0 | [6 empty] | 0.696 | te/d | [9 empty] | 2 |  |  | 1 | 34.016 | 1.5 | 5.6429 | 0 | 1 | 5.6429 | 1 | m-Xylene | 0 | 0.0004
O2 |  | 0 | 0 |  | 3.5806 |  | 0 | 114.5794 | 0.00067511 |  | 0.012722 |  | 0.4071 |  | 29 | kg/h | includes purge and pilot | [9 empty] | 2 |  |  | 32 | 0 | 0 | 0 | 0 | 0 | 0 | o-Xylene | 0 | 0.0002
N2 |  | 0.0015 | 0.0026852 |  | 13.4699 |  | 0 | 377.2322 | 0.71492 |  | 13.472 |  | 377.2172 | [14 empty] | 2 |  | 28 | 0 | 0 | 0 | 0 | 1 | 0 | C6* | 0.0015 | 0
CO |  | 0 | 0 |  |  |  |  | 0 | 0.00051094 |  | 0.0096281 |  | 0.26968 | [11 empty] | 1 |  | 1 |  |  | 28.01 | [6 empty] | C7-10* | 0.0001 | 0
CO2 |  | 0.0008 | 0.0014321 |  |  |  |  | 0.063027 | 0.09431 |  | 1.7772 |  | 78.2136 | [11 empty] | 1 |  | 2 |  |  | 44.01 | [6 empty] | C11-15* | 0 | 0
NO2 |  | 0 | 0 |  |  |  |  | 0 | 5.7178e-05 |  | 0.0010775 |  | 0.049563 | [13 empty] | 2 | 1 |  | 46 | [6 empty] | C16-20* | 0 | 0
SO2 |  | 0 | 0 |  |  |  |  | 0 | 0 |  | 0 |  | 0 | [13 empty] | 2 |  | 1 | 64 | [6 empty] | C21-25* | 0 | 0
H2O |  | 0 | 0 |  |  |  |  | 0 | 0.18919 |  | 3.565 |  | 64.2274 | [12 empty] | 2 | 1 |  |  | 18.016 | [6 empty] | C26-29* | 0 | 0
Total |  | 1 | 1.7901 |  | 17.0505 |  | 0 | 520.6061 | 1 |  | 18.844 |  | 520.4865 | [23 empty] | C30-35* | 0 | 0
Emissions rates | [6 empty] | g/s | kg/h | tpa | [27 empty] | C36+* | 0 | 0
NOx Emission rate estimate as: | [6 empty] | 0.013768 | 0.049563 | 0.43447 | [27 empty] | C7-10_1* | 0 | 0.0158
CO Emission rate estimate as: | [6 empty] | 0.074912 | 0.26968 | 2.364
PM10 Emission rate estimated as: | [6 empty] | 0.00046946 | 0.0016901 | 0.014815 | [27 empty] | C6_1* | 0 | 0.0045
CH4 Emissions estimate rate: | [6 empty] | 0.028345 | 0.10204 | 0.8945
VOC Emission rate estimated as: | [6 empty] | 0 | 0 | 0
SO2 Emissions estimate rate: | [6 empty] | 0 |  | 0
N2O Emission rate estimated as: | [6 empty] | 0 |  | 0
CO2 Emission rate estimated as: | [6 empty] | 22.0146 | 79.2525 | 694.7278
NOTES:
1. | Emission factors have been taken from Table 13.5.1 in AP42 Emission Factors for Flare operations [Ref 3]. | [35 empty] | C16-20_1* | 0 | 0
2. | Properties obtained from HMB stream 9 [Ref 1]. | [35 empty] | C21-25_1* | 0 | 0
3. | Purge rate and pilot fuel rate from [Ref 2]. | [35 empty] | C26-29_1* | 0 | 0
4. | LHV, HHV based on typical Heating Values for a methane rich stream for normal operation [Ref 12].
5. | Flowrate taken from ESIA Emissions Assumptions List [Ref 2]. | [35 empty] | C30-35_1* | 0 | 0
[37 empty] | C6_2* | 0.0003 | 0
[37 empty] | C7-10_2* | 0 | 0
[37 empty] | C11-15_2* | 0 | 0
[37 empty] | C16-20_2* | 0 | 0
[37 empty] | C21-25_3* | 0 | 0
[37 empty] | C26-29_2* | 0 | 0
[37 empty] | C30-35_2* | 0 | 0
[37 empty] | C36+_2* | 0 | 0
[37 empty] | H2O | 0.0001 | 0.1753

## HPF P&P
CALCULATION SHEET
[28 empty] | From | To | Multiply by
Customer |  |  | OMVP | [12 empty] | Proj No |  |  | PRJ-001030 | [8 empty] | lb/MMBtu | lb/106 scf | 1020
Project Title |  |  | OMV Neptun BAT Study & ESIA | [12 empty] | Calc No | [11 empty] | lb | kg | 0.454
Calculation Title |  |  | Emissions Inventory | [12 empty] | Phase/CTR |  |  | Normal Operations | [8 empty] | scf | Sm3 | 0.028373
Elec File Location | [27 empty] | lb/106 scf | kg/106 Sm3 | 16.9126
[28 empty] | MJ | Btu | 947
Project File Location | [15 empty] | Page | [11 empty] | L | Sm3 | 0.001
HP Flare - Purge and Pilots | [27 empty] | MMBTU | MJ | 1055.9662
EQUIPMENT: |  |  | Purge gas and pilot lights
Emissions Factors: |  |  | MW |  |  | Density |  | LHV |  | HHV |  |  | NOx | NOx |  |  | CO |  | CO |  | PM |  | PM
|  |  | g/mol |  |  | kg/Sm³ |  | MJ/kg |  | MJ/Sm³ |  |  | kg/106 Sm³ | kg/kg fuel |  |  | kg/106 Sm³ |  | kg/kg fuel |  | kg/106 Sm³ |  | kg/kg fuel |  |  |  |  | NOx |  |  | CO
AP 42 Std Gas | [9 empty] | 37.9563 |  |  | 1173.0576 |  |  |  | 6382.8137 |  |  |  | 40 |  |  |  | Average Natural Gas |  |  | lb/MMBtu | lb/106 scf | kg/106 Sm3 | lb/MMBtu | lb/106 scf | kg/106 Sm3
Flare - Fuel Gas |  |  | 16.12 |  |  | 0.699 |  | 49.78 |  | 37.77 |  |  | 1167.3001 | 0.00167 |  |  | 6351.4858 |  | 0.0090865 |  | 39.8037 |  | 5.6944e-05 |  | EPA Std Temp = | 60 | °F | 0.068 | 69.36 | 1173.0576 | 0.37 | 377.4 | 6382.8137
[25 empty] | = | 15.5556 | °C
Emissions Factors: |  |  | CH4 |  |  | CH4 |  | SO2 |  | SO2 |  |  | VOC | VOC |  |  | N20 |  | N2O | [8 empty] | PM |  |  | CH4
|  |  | kg/106 Sm³ |  |  | kg/kg fuel |  | kg/106 Sm³ |  | kg/kg fuel |  |  | kg/106 Sm³ | kg/kg fuel |  |  | kg/106 Sm³ |  | kg/kg fuel | [8 empty] | ug/L | kg/Sm3 | kg/106 Sm3 | lb/MMBtu | lb/106 scf | kg/106 Sm3
AP 42 Std Gas |  |  | 2415.1187 | [24 empty] | 40 | 4e-05 | 40 | 0.14 | 142.8 | 2415.1187
Flare - Fuel Gas |  |  | 2403.2649 |  |  | 0.0034381
47.2103
Furnace Duty: | [12 empty] | Fuel Consumption:
Duty Requirement |  |  |  | MW |  |  | Furnace Efficiency |  |  |  |  | % | Flare - Fuel Gas |  | 33 |  |  | kg/h | 2.0471 | kmol/h |  | 0.45632 |  | MW | 0
Fired Duty |  |  |  | MW | [20 empty] | 0
Fuel Gas: |  | Flare - Fuel Gas | [11 empty] | HP Header purge gas required on continuous basis - 0.7 tonnes/day. Based on GBA Flare Tip, 1.2kg/hr per pilot, 3 off pilots - 0.09 tonnes/day.
Compositions |  |  |  |  | Air |  |  | Total Feed | Combustion Products
[5 empty] | Comb |  | XS | [17 empty] | Reactant | [5 empty] | Combustion Air |  | Products
Component |  | Mol Frac | kmol/h |  | kmol/h |  | kmol/h | kg/h | Mol Frac |  | kmol/h |  | kg/h | [11 empty] | C | H | O | N | S | MW | O2 | N2 | CO2 | H2O | N2 | SO2 |  | Fuel Gas | Acid Gas
H2 |  | 0 | 0 |  |  |  |  | 0 | [17 empty] | 2 |  |  |  | 2.016 | 0.5 | 1.881 | 0 | 1 | 1.881 | 0 | Nitrogen | 0.0142 | 0.0003
CH4 |  | 0.9963 | 2.0396 |  |  |  |  | 32.7188 | 0.0003282 |  | 0.0070726 |  | 0.11346 | [11 empty] | 1 | 4 |  |  |  | 16.042 | 2 | 7.5238 | 1 | 2 | 7.5238 | 0 | CO2 | 0.0096 | 0.7754
C2H4 |  | 0 | 0 |  |  |  |  | 0 | [6 empty] | 0.45632 | MW | [8 empty] | 2 | 4 |  |  |  | 28.052 | 3 | 11.2857 | 2 | 2 | 11.2857 | 0 | Methane | 0.605 | 0.0143
C2H6 |  | 0.0007 | 0.001433 |  |  |  |  | 0.043088 | 0 |  | 0 |  | 0 |  | 8760 | hrs pa | [8 empty] | 2 | 6 |  |  |  | 30.068 | 3.5 | 13.1667 | 2 | 3 | 13.1667 | 0 | Ethane | 0.1752 | 0.0019
C3H6 |  | 0 | 0 |  |  |  |  | 0 | [6 empty] | 3997.334 | MWhr pa | [8 empty] | 3 | 6 |  |  |  | 42.078 | 4.5 | 16.9286 | 3 | 3 | 16.9286 | 0 | Propane | 0.1139 | 0.0036
C3H8 |  | 0.0002 | 0.00040943 |  |  |  |  | 0.018053 | 0 |  | 0 |  | 0 |  | 14390.4024 | GJ pa | [8 empty] | 3 | 8 |  |  |  | 44.094 | 5 | 18.8095 | 3 | 4 | 18.8095 | 0 | i-Butane | 0.0171 | 0.001
iC4H8 |  | 0 | 0 |  |  |  |  | 0 | [16 empty] | 4 | 8 |  |  |  | 56.104 | 6 | 22.5714 | 4 | 4 | 22.5714 | 0 | n-Butane | 0.0459 | 0.0024
iC4H10 |  | 0.0001 | 0.00020471 |  |  |  |  | 0.011898 | 0 |  | 0 |  | 0 | [11 empty] | 4 | 10 |  |  |  | 58.12 | 6.5 | 24.4524 | 4 | 5 | 24.4524 | 0 | i-Pentane | 0.0082 | 0.0016
nC4H10 |  | 0 | 0 |  |  |  |  | 0 | 0 |  | 0 |  | 0 |  | Stream 11 Fuel Gas System | [9 empty] | 4 | 10 |  |  |  | 58.12 | 6.5 | 24.4524 | 4 | 5 | 24.4524 | 0 | 22-Mpropane | 0.0002 | 0
iC5H12 |  | 0.0001 | 0.00020471 |  |  |  |  | 0.014769 | 0 |  | 0 |  | 0 | [11 empty] | 5 | 12 |  |  |  | 72.146 | 8 | 30.0952 | 5 | 6 | 30.0952 | 0 | n-Pentane | 0.0089 | 0.0019
nC5H12 |  | 0.0001 | 0.00020471 |  |  |  |  | 0.014769 | 0 |  | 0 |  | 0 | [11 empty] | 5 | 12 |  |  |  | 72.146 | 8 | 30.0952 | 5 | 6 | 30.0952 | 0 | Benzene | 0.0002 | 0.0003
nC6H14 |  | 0.0002 | 0.00040943 |  |  |  |  | 0.035281 | 0 |  | 0 |  | 0 |  | 289.278 | te/y | [8 empty] | 6 | 14 |  |  |  | 86.172 | 9.5 | 35.7381 | 6 | 7 | 35.7381 | 0 | Toluene | 0 | 0.0005
He |  | 0 | 0 |  |  |  |  | 0 | [6 empty] | 365.25 | days | [13 empty] | 4.003 | [6 empty] | E-Benzene | 0 | 0.0001
H2S |  | 0 | 0 |  |  |  |  | 0 | [6 empty] | 0.792 | te/d | [9 empty] | 2 |  |  | 1 | 34.016 | 1.5 | 5.6429 | 0 | 1 | 5.6429 | 1 | m-Xylene | 0 | 0.0004
O2 |  | 0 | 0 |  | 4.0947 |  | 0 | 131.0305 | 0.0006564 |  | 0.014145 |  | 0.45265 |  | 33 | kg/h | includes purge and pilot | [9 empty] | 2 |  |  | 32 | 0 | 0 | 0 | 0 | 0 | 0 | o-Xylene | 0 | 0.0002
N2 |  | 0.0015 | 0.0030707 |  | 15.4039 |  | 0 | 431.3946 | 0.71493 |  | 15.4064 |  | 431.3778 | [14 empty] | 2 |  | 28 | 0 | 0 | 0 | 0 | 1 | 0 | C6* | 0.0015 | 0
CO |  | 0 | 0 |  |  |  |  | 0 | 0.00049677 |  | 0.010705 |  | 0.29986 | [11 empty] | 1 |  | 1 |  |  | 28.01 | [6 empty] | C7-10* | 0.0001 | 0
CO2 |  | 0.0008 | 0.0016377 |  |  |  |  | 0.072076 | 0.094333 |  | 2.0328 |  | 89.4657 | [11 empty] | 1 |  | 2 |  |  | 44.01 | [6 empty] | C11-15* | 0 | 0
NO2 |  | 0 | 0 |  |  |  |  | 0 | 5.5593e-05 |  | 0.001198 |  | 0.055109 | [13 empty] | 2 | 1 |  | 46 | [6 empty] | C16-20* | 0 | 0
SO2 |  | 0 | 0 |  |  |  |  | 0 | 0 |  | 0 |  | 0 | [13 empty] | 2 |  | 1 | 64 | [6 empty] | C21-25* | 0 | 0
H2O |  | 0 | 0 |  |  |  |  | 0 | 0.1892 |  | 4.0773 |  | 73.4563 | [12 empty] | 2 | 1 |  |  | 18.016 | [6 empty] | C26-29* | 0 | 0
Total |  | 1 | 2.0471 |  | 19.4986 |  | 0 | 595.3538 | 1 |  | 21.5496 |  | 595.2209 | [23 empty] | C30-35* | 0 | 0
Emissions rates | [6 empty] | g/s | kg/h | tpa | [27 empty] | C36+* | 0 | 0
PM10 Emission rate estimated as: | [6 empty] | 0.00052198 | 0.0018791 | 0.016473 | [27 empty] | C6_1* | 0 | 0.0045
NOx Emission rate estimate as: | [6 empty] | 0.015308 | 0.055109 | 0.48308 | [27 empty] | C7-10_1* | 0 | 0.0158
CO Emission rate estimate as: | [6 empty] | 0.083293 | 0.29986 | 2.6285
VOC Emission rate estimated as: | [6 empty] | 0 | 0 | 0
CH4 Emissions estimate rate: | [6 empty] | 0.031516 | 0.11346 | 0.99458
SO2 Emissions estimate rate: | [6 empty] | 0 | 0 | 0
N2O Emission rate estimated as: | [6 empty] | 0 | 0 | 0
CO2 Emission rate estimated as: | [6 empty] | 25.0511 | 90.1839 | 790.5523
NOTES:
1. | Emission factors have been taken from Table 13.5.1 in AP42 Emission Factors for Flare operations [Ref 3]. | [35 empty] | C16-20_1* | 0 | 0
2. | Properties obtained from HMB stream 9 [Ref 1]. | [35 empty] | C21-25_1* | 0 | 0
3. | Purge rate and pilot fuel rate from [Ref 2]. | [35 empty] | C26-29_1* | 0 | 0
4. | LHV, HHV based on typical Heating Values for a methane rich stream for normal operation [Ref 12].
5. | Flowrate taken from ESIA Emissions Assumptions List [Ref 2]. | [35 empty] | C30-35_1* | 0 | 0
[37 empty] | C6_2* | 0.0003 | 0
[37 empty] | C7-10_2* | 0 | 0
[37 empty] | C11-15_2* | 0 | 0
[37 empty] | C16-20_2* | 0 | 0
[37 empty] | C21-25_3* | 0 | 0
[37 empty] | C26-29_2* | 0 | 0
[37 empty] | C30-35_2* | 0 | 0
[37 empty] | C36+_2* | 0 | 0
[37 empty] | H2O | 0.0001 | 0.1753

## HPF TAR
CALCULATION SHEET
[28 empty] | From | To | Multiply by
Customer |  |  | OMVP | [12 empty] | Proj No |  |  | PRJ-001030 | [8 empty] | lb/MMBtu | lb/106 scf | 1020
Project Title |  |  | OMV Neptun BAT Study & ESIA | [12 empty] | Calc No | [11 empty] | lb | kg | 0.454
Calculation Title |  |  | Emissions Inventory | [12 empty] | Phase/CTR |  |  | Normal Operations | [8 empty] | scf | Sm3 | 0.028373
Elec File Location | [27 empty] | lb/106 scf | kg/106 Sm3 | 16.9126
[28 empty] | MJ | Btu | 947
Project File Location | [15 empty] | Page | [11 empty] | L | Sm3 | 0.001
HP Flare - TAR (Inspection and Maintenance) | [27 empty] | MMBTU | MJ | 1055.9662
EQUIPMENT: |  |  | Purge gas and pilot lights
Emissions Factors: |  |  | MW |  |  | Density |  | LHV |  | HHV |  |  | NOx | NOx |  |  | CO |  | CO |  | PM |  | PM
|  |  | g/mol |  |  | kg/Sm³ |  | MJ/kg |  | MJ/Sm³ |  |  | kg/106 Sm³ | kg/kg fuel |  |  | kg/106 Sm³ |  | kg/kg fuel |  | kg/106 Sm³ |  | kg/kg fuel |  |  |  |  | NOx |  |  | CO
AP 42 Std Gas | [9 empty] | 37.9563 |  |  | 1173.0576 |  |  |  | 6382.8137 |  |  |  | 40 |  |  |  | Average Natural Gas |  |  | lb/MMBtu | lb/106 scf | kg/106 Sm3 | lb/MMBtu | lb/106 scf | kg/106 Sm3
Flare - Fuel Gas |  |  | 16.12 |  |  | 0.699 |  | 49.78 |  | 37.77 |  |  | 1167.3001 | 0.00167 |  |  | 6351.4858 |  | 0.0090865 |  | 39.8037 |  | 5.6944e-05 |  | EPA Std Temp = | 60 | °F | 0.068 | 69.36 | 1173.0576 | 0.37 | 377.4 | 6382.8137
[25 empty] | = | 15.5556 | °C
Emissions Factors: |  |  | CH4 |  |  | CH4 |  | SO2 |  | SO2 |  |  | VOC | VOC |  |  | N20 |  | N2O | [8 empty] | PM |  |  | CH4
|  |  | kg/106 Sm³ |  |  | kg/kg fuel |  | kg/106 Sm³ |  | kg/kg fuel |  |  | kg/106 Sm³ | kg/kg fuel |  |  | kg/106 Sm³ |  | kg/kg fuel | [8 empty] | ug/L | kg/Sm3 | kg/106 Sm3 | lb/MMBtu | lb/106 scf | kg/106 Sm3
AP 42 Std Gas |  |  | 2415.1187 | [24 empty] | 40 | 4e-05 | 40 | 0.14 | 142.8 | 2415.1187
Flare - Fuel Gas |  |  | 2403.2649 |  |  | 0.0034381
119217.9304
Furnace Duty: | [12 empty] | Fuel Consumption:
Duty Requirement |  |  |  | MW |  |  | Furnace Efficiency |  |  |  |  | % | Flare Blowdown |  | 83333.3333 |  |  | kg/h | 5169.5616 | kmol/h |  | 1152.3148 |  | MW | 0
Fired Duty |  |  |  | MW | [20 empty] | 0
Fuel Gas: |  | Flare - Fuel Gas | [11 empty] | 5 TARs over field life, one every 4 years and lasts 2 days. 4,000 te per TAR event.
Compositions |  |  |  |  | Air |  |  | Total Feed | Combustion Products
[5 empty] | Comb |  | XS | [17 empty] | Reactant | [5 empty] | Combustion Air |  | Products
Component |  | Mol Frac | kmol/h |  | kmol/h |  | kmol/h | kg/h | Mol Frac |  | kmol/h |  | kg/h | [11 empty] | C | H | O | N | S | MW | O2 | N2 | CO2 | H2O | N2 | SO2 |  | Fuel Gas | Acid Gas
H2 |  | 0 | 0 |  |  |  |  | 0 | [17 empty] | 2 |  |  |  | 2.016 | 0.5 | 1.881 | 0 | 1 | 1.881 | 0 | Nitrogen | 0.0142 | 0.0003
CH4 |  | 0.9963 | 5150.4342 |  |  |  |  | 82623.2661 | 0.0003282 |  | 17.8601 |  | 286.5123 | [11 empty] | 1 | 4 |  |  |  | 16.042 | 2 | 7.5238 | 1 | 2 | 7.5238 | 0 | CO2 | 0.0096 | 0.7754
C2H4 |  | 0 | 0 |  |  |  |  | 0 | [6 empty] | 1152.3148 | MW | [8 empty] | 2 | 4 |  |  |  | 28.052 | 3 | 11.2857 | 2 | 2 | 11.2857 | 0 | Methane | 0.605 | 0.0143
C2H6 |  | 0.0007 | 3.6187 |  |  |  |  | 108.8069 | 0 |  | 0 |  | 0 |  | 8760 | hrs pa | [8 empty] | 2 | 6 |  |  |  | 30.068 | 3.5 | 13.1667 | 2 | 3 | 13.1667 | 0 | Ethane | 0.1752 | 0.0019
C3H6 |  | 0 | 0 |  |  |  |  | 0 | [6 empty] | 10094277.7778 | MWhr pa | [8 empty] | 3 | 6 |  |  |  | 42.078 | 4.5 | 16.9286 | 3 | 3 | 16.9286 | 0 | Propane | 0.1139 | 0.0036
C3H8 |  | 0.0002 | 1.0339 |  |  |  |  | 45.5893 | 0 |  | 0 |  | 0 |  | 36339400 | GJ pa | [8 empty] | 3 | 8 |  |  |  | 44.094 | 5 | 18.8095 | 3 | 4 | 18.8095 | 0 | i-Butane | 0.0171 | 0.001
iC4H8 |  | 0 | 0 |  |  |  |  | 0 | [16 empty] | 4 | 8 |  |  |  | 56.104 | 6 | 22.5714 | 4 | 4 | 22.5714 | 0 | n-Butane | 0.0459 | 0.0024
iC4H10 |  | 0.0001 | 0.51696 |  |  |  |  | 30.0455 | 0 |  | 0 |  | 0 | [11 empty] | 4 | 10 |  |  |  | 58.12 | 6.5 | 24.4524 | 4 | 5 | 24.4524 | 0 | i-Pentane | 0.0082 | 0.0016
nC4H10 |  | 0 | 0 |  |  |  |  | 0 | 0 |  | 0 |  | 0 |  | Stream 11 Fuel Gas System | [9 empty] | 4 | 10 |  |  |  | 58.12 | 6.5 | 24.4524 | 4 | 5 | 24.4524 | 0 | 22-Mpropane | 0.0002 | 0
iC5H12 |  | 0.0001 | 0.51696 |  |  |  |  | 37.2963 | 0 |  | 0 |  | 0 | [11 empty] | 5 | 12 |  |  |  | 72.146 | 8 | 30.0952 | 5 | 6 | 30.0952 | 0 | n-Pentane | 0.0089 | 0.0019
nC5H12 |  | 0.0001 | 0.51696 |  |  |  |  | 37.2963 | 0 |  | 0 |  | 0 |  | 4000 | te/y | [8 empty] | 5 | 12 |  |  |  | 72.146 | 8 | 30.0952 | 5 | 6 | 30.0952 | 0 | Benzene | 0.0002 | 0.0003
nC6H14 |  | 0.0002 | 1.0339 |  |  |  |  | 89.0943 | 0 |  | 0 |  | 0 |  | 2 | days | [8 empty] | 6 | 14 |  |  |  | 86.172 | 9.5 | 35.7381 | 6 | 7 | 35.7381 | 0 | Toluene | 0 | 0.0005
He |  | 0 | 0 |  |  |  |  | 0 | [6 empty] | 2000 | te/d | [13 empty] | 4.003 | [6 empty] | E-Benzene | 0 | 0.0001
H2S |  | 0 | 0 |  |  |  |  | 0 | [6 empty] | 83333.3333 | kg/h | [9 empty] | 2 |  |  | 1 | 34.016 | 1.5 | 5.6429 | 0 | 1 | 5.6429 | 1 | m-Xylene | 0 | 0.0004
O2 |  | 0 | 0 |  | 10340.1572 |  | 0 | 330885.0289 | 0.0006564 |  | 35.7203 |  | 1143.0486 | [13 empty] | 2 |  |  | 32 | 0 | 0 | 0 | 0 | 0 | 0 | o-Xylene | 0 | 0.0002
N2 |  | 0.0015 | 7.7543 |  | 38898.6864 |  | 0 | 1089380.3419 | 0.71493 |  | 38904.9281 |  | 1089337.9879 | [14 empty] | 2 |  | 28 | 0 | 0 | 0 | 0 | 1 | 0 | C6* | 0.0015 | 0
CO |  | 0 | 0 |  |  |  |  | 0 | 0.00049677 |  | 27.0336 |  | 757.211 | [11 empty] | 1 |  | 1 |  |  | 28.01 | [6 empty] | C7-10* | 0.0001 | 0
CO2 |  | 0.0008 | 4.1356 |  |  |  |  | 182.0099 | 0.094333 |  | 5133.4561 |  | 225923.4051 | [11 empty] | 1 |  | 2 |  |  | 44.01 | [6 empty] | C11-15* | 0 | 0
NO2 |  | 0 | 0 |  |  |  |  | 0 | 5.5593e-05 |  | 3.0253 |  | 139.1631 | [13 empty] | 2 | 1 |  | 46 | [6 empty] | C16-20* | 0 | 0
SO2 |  | 0 | 0 |  |  |  |  | 0 | 0 |  | 0 |  | 0 | [13 empty] | 2 |  | 1 | 64 | [6 empty] | C21-25* | 0 | 0
H2O |  | 0 | 0 |  |  |  |  | 0 | 0.1892 |  | 10296.1656 |  | 185495.7192 | [12 empty] | 2 | 1 |  |  | 18.016 | [6 empty] | C26-29* | 0 | 0
Total |  | 1 | 5169.5616 |  | 49238.8436 |  | 0 | 1503418.7755 | 1 |  | 54418.1892 |  | 1503083.0471 | [23 empty] | C30-35* | 0 | 0
Emissions rates | [6 empty] | g/s | kg/h | tpa | [27 empty] | C36+* | 0 | 0
NOx Emission rate estimate as: | [6 empty] | 38.6564 | 139.1631 | 6.6798 | [27 empty] | C7-10_1* | 0 | 0.0158
CO Emission rate estimate as: | [6 empty] | 210.3364 | 757.211 | 36.3461
PM10 Emission rate estimated as: | [6 empty] | 1.3181 | 4.7453 | 0.22777 | [27 empty] | C6_1* | 0 | 0.0045
CH4 Emissions estimate rate: | [6 empty] | 79.5867 | 286.5123 | 13.7526
VOC Emission rate estimated as: | [6 empty] | 0 | 0 | 0
SO2 Emissions estimate rate: | [6 empty] | 0 |  | 0
N2O Emission rate estimated as: | [6 empty] | 0 |  | 0
CO2 Emission rate estimated as: | [6 empty] | 63260.3279 | 227737.1806 | 10931.3847
NOTES:
1. | Emission factors have been taken from Table 13.5.1 in AP42 Emission Factors for Flare operations [Ref 3]. | [35 empty] | C16-20_1* | 0 | 0
2. | Properties obtained from HMB stream 9 [Ref 1]. | [35 empty] | C21-25_1* | 0 | 0
3. | Purge rate and pilot fuel rate from [Ref 2]. | [35 empty] | C26-29_1* | 0 | 0
4. | LHV, HHV based on typical Heating Values for a methane rich stream for normal operation [Ref 12].
5. | Flowrate taken from ESIA Emissions Assumptions List [Ref 2]. | [35 empty] | C30-35_1* | 0 | 0
[37 empty] | C6_2* | 0.0003 | 0
[37 empty] | C7-10_2* | 0 | 0
[37 empty] | C11-15_2* | 0 | 0
[37 empty] | C16-20_2* | 0 | 0
[37 empty] | C21-25_3* | 0 | 0
[37 empty] | C26-29_2* | 0 | 0
[37 empty] | C30-35_2* | 0 | 0
[37 empty] | C36+_2* | 0 | 0
[37 empty] | H2O | 0.0001 | 0.1753

## HPF pig
CALCULATION SHEET
[29 empty] | From | To | Multiply by
Customer |  |  | OMVP | [13 empty] | Proj No |  |  | PRJ-001030 | [8 empty] | lb/MMBtu | lb/106 scf | 1020
Project Title |  |  | OMV Neptun BAT Study & ESIA | [13 empty] | Calc No | [11 empty] | lb | kg | 0.454
Calculation Title |  |  | Emissions Inventory | [13 empty] | Phase/CTR |  |  | Normal Operations | [8 empty] | scf | Sm3 | 0.028373
Elec File Location | [28 empty] | lb/106 scf | kg/106 Sm3 | 16.9126
[29 empty] | MJ | Btu | 947
Project File Location | [16 empty] | Page | [11 empty] | L | Sm3 | 0.001
HP Flare - Pigging Blowdown | [28 empty] | MMBTU | MJ | 1055.9662
EQUIPMENT: |  |  | Purge gas and pilot lights
Emissions Factors: |  |  | MW |  |  | Density |  | LHV |  |  | HHV |  |  | NOx | NOx |  |  | CO |  | CO |  | PM |  | PM
|  |  | g/mol |  |  | kg/Sm³ |  | MJ/kg |  |  | MJ/Sm³ |  |  | kg/106 Sm³ | kg/kg fuel |  |  | kg/106 Sm³ |  | kg/kg fuel |  | kg/106 Sm³ |  | kg/kg fuel |  |  |  |  | NOx |  |  | CO
AP 42 Std Gas | [10 empty] | 37.9563 |  |  | 1173.0576 |  |  |  | 6382.8137 |  |  |  | 40 |  |  |  | Average Natural Gas |  |  | lb/MMBtu | lb/106 scf | kg/106 Sm3 | lb/MMBtu | lb/106 scf | kg/106 Sm3
Flare - Fuel Gas |  |  | 16.12 |  |  | 0.699 |  | 49.78 |  |  | 37.77 |  |  | 1167.3001 | 0.00167 |  |  | 6351.4858 |  | 0.0090865 |  | 39.8037 |  | 5.6944e-05 |  | EPA Std Temp = | 60 | °F | 0.068 | 69.36 | 1173.0576 | 0.37 | 377.4 | 6382.8137
[26 empty] | = | 15.5556 | °C
Emissions Factors: |  |  | CH4 |  |  | CH4 |  | SO2 |  |  | SO2 |  |  | VOC | VOC |  |  | N20 |  | N2O | [8 empty] | PM |  |  | CH4
|  |  | kg/106 Sm³ |  |  | kg/kg fuel |  | kg/106 Sm³ |  |  | kg/kg fuel |  |  | kg/106 Sm³ | kg/kg fuel |  |  | kg/106 Sm³ |  | kg/kg fuel | [8 empty] | ug/L | kg/Sm3 | kg/106 Sm3 | lb/MMBtu | lb/106 scf | kg/106 Sm3
AP 42 Std Gas |  |  | 2415.1187 | [25 empty] | 40 | 4e-05 | 40 | 0.14 | 142.8 | 2415.1187
Flare - Fuel Gas |  |  | 2403.2649 |  |  | 0.0034381
138054.3634
Furnace Duty: | [13 empty] | Fuel Consumption:
Duty Requirement |  |  |  | MW |  |  | Furnace Efficiency | [5 empty] | % | Flare Blowdown |  | 96500 |  |  | kg/h | 5986.3524 | kmol/h |  | 1334.3806 |  | MW | 0
Fired Duty |  |  |  | MW | [21 empty] | 0
Fuel Gas: |  | Flare - Fuel Gas | [12 empty] | SWP Pig Receiver/Launcher blowdown to occur annually for the first two years and from then to be aligned with the SWP TAR. Hence, two additional inspections to the TAR over field life = 0.72 te per event = 1.44te over 2 years, over 27s assuming a max flare rate of 120 MMScfd.
Compositions |  |  |  |  | Air |  |  | Total Feed |  | Combustion Products
[5 empty] | Comb |  | XS | [18 empty] | Reactant | [5 empty] | Combustion Air |  | Products
Component |  | Mol Frac | kmol/h |  | kmol/h |  | kmol/h | kg/h |  | Mol Frac |  | kmol/h |  | kg/h | [11 empty] | C | H | O | N | S | MW | O2 | N2 | CO2 | H2O | N2 | SO2 |  | Fuel Gas | Acid Gas
H2 |  | 0 | 0 |  |  |  |  | 0 | [18 empty] | 2 |  |  |  | 2.016 | 0.5 | 1.881 | 0 | 1 | 1.881 | 0 | Nitrogen | 0.0142 | 0.0003
CH4 |  | 0.9963 | 5964.2029 |  |  |  |  | 95677.7422 |  | 0.0003282 |  | 20.682 |  | 331.7812 | [11 empty] | 1 | 4 |  |  |  | 16.042 | 2 | 7.5238 | 1 | 2 | 7.5238 | 0 | CO2 | 0.0096 | 0.7754
C2H4 |  | 0 | 0 |  |  |  |  | 0 | [7 empty] | 1334.3806 | MW | [8 empty] | 2 | 4 |  |  |  | 28.052 | 3 | 11.2857 | 2 | 2 | 11.2857 | 0 | Methane | 0.605 | 0.0143
C2H6 |  | 0.0007 | 4.1904 |  |  |  |  | 125.9983 |  | 0 |  | 0 |  | 0 |  | 8760 | hrs pa | [8 empty] | 2 | 6 |  |  |  | 30.068 | 3.5 | 13.1667 | 2 | 3 | 13.1667 | 0 | Ethane | 0.1752 | 0.0019
C3H6 |  | 0 | 0 |  |  |  |  | 0 | [7 empty] | 11689173.6667 | MWhr pa | [8 empty] | 3 | 6 |  |  |  | 42.078 | 4.5 | 16.9286 | 3 | 3 | 16.9286 | 0 | Propane | 0.1139 | 0.0036
C3H8 |  | 0.0002 | 1.1973 |  |  |  |  | 52.7924 |  | 0 |  | 0 |  | 0 |  | 42081025.2 | GJ pa | [8 empty] | 3 | 8 |  |  |  | 44.094 | 5 | 18.8095 | 3 | 4 | 18.8095 | 0 | i-Butane | 0.0171 | 0.001
iC4H8 |  | 0 | 0 |  |  |  |  | 0 | [17 empty] | 4 | 8 |  |  |  | 56.104 | 6 | 22.5714 | 4 | 4 | 22.5714 | 0 | n-Butane | 0.0459 | 0.0024
iC4H10 |  | 0.0001 | 0.59864 |  |  |  |  | 34.7927 |  | 0 |  | 0 |  | 0 | [11 empty] | 4 | 10 |  |  |  | 58.12 | 6.5 | 24.4524 | 4 | 5 | 24.4524 | 0 | i-Pentane | 0.0082 | 0.0016
nC4H10 |  | 0 | 0 |  |  |  |  | 0 |  | 0 |  | 0 |  | 0 |  | Stream 9 HP Flare & LP Flare | [9 empty] | 4 | 10 |  |  |  | 58.12 | 6.5 | 24.4524 | 4 | 5 | 24.4524 | 0 | 22-Mpropane | 0.0002 | 0
iC5H12 |  | 0.0001 | 0.59864 |  |  |  |  | 43.1891 |  | 0 |  | 0 |  | 0 | [11 empty] | 5 | 12 |  |  |  | 72.146 | 8 | 30.0952 | 5 | 6 | 30.0952 | 0 | n-Pentane | 0.0089 | 0.0019
nC5H12 |  | 0.0001 | 0.59864 |  |  |  |  | 43.1891 |  | 0 |  | 0 |  | 0 |  | 0.72 | te/y | [8 empty] | 5 | 12 |  |  |  | 72.146 | 8 | 30.0952 | 5 | 6 | 30.0952 | 0 | Benzene | 0.0002 | 0.0003
nC6H14 |  | 0.0002 | 1.1973 |  |  |  |  | 103.1712 |  | 0 |  | 0 |  | 0 |  | 27 | s | [8 empty] | 6 | 14 |  |  |  | 86.172 | 9.5 | 35.7381 | 6 | 7 | 35.7381 | 0 | Toluene | 0 | 0.0005
He |  | 0 | 0 |  |  |  |  | 0 | [7 empty] | 0.0075 | h | [13 empty] | 4.003 | [6 empty] | E-Benzene | 0 | 0.0001
H2S |  | 0 | 0 |  |  |  |  | 0 | [7 empty] | 96500 | kg/h | for 120MMscfd limit | [8 empty] | 2 |  |  | 1 | 34.016 | 1.5 | 5.6429 | 0 | 1 | 5.6429 | 1 | m-Xylene | 0 | 0.0004
O2 |  | 0 | 0 |  | 11973.902 |  | 0 | 383164.8635 |  | 0.0006564 |  | 41.3641 |  | 1323.6502 | [13 empty] | 2 |  |  | 32 | 0 | 0 | 0 | 0 | 0 | 0 | o-Xylene | 0 | 0.0002
N2 |  | 0.0015 | 8.9795 |  | 45044.6789 |  | 0 | 1261502.4359 |  | 0.71493 |  | 45051.9068 |  | 1261453.39 | [14 empty] | 2 |  | 28 | 0 | 0 | 0 | 0 | 1 | 0 | C6* | 0.0015 | 0
CO |  | 0 | 0 |  |  |  |  | 0 |  | 0.00049677 |  | 31.3049 |  | 876.8503 | [11 empty] | 1 |  | 1 |  |  | 28.01 | [6 empty] | C7-10* | 0.0001 | 0
CO2 |  | 0.0008 | 4.7891 |  |  |  |  | 210.7675 |  | 0.094333 |  | 5944.5422 |  | 261619.303 | [11 empty] | 1 |  | 2 |  |  | 44.01 | [6 empty] | C11-15* | 0 | 0
NO2 |  | 0 | 0 |  |  |  |  | 0 |  | 5.5593e-05 |  | 3.5033 |  | 161.1509 | [13 empty] | 2 | 1 |  | 46 | [6 empty] | C16-20* | 0 | 0
SO2 |  | 0 | 0 |  |  |  |  | 0 |  | 0 |  | 0 |  | 0 | [13 empty] | 2 |  | 1 | 64 | [6 empty] | C21-25* | 0 | 0
H2O |  | 0 | 0 |  |  |  |  | 0 |  | 0.1892 |  | 11922.9598 |  | 214804.0429 | [12 empty] | 2 | 1 |  |  | 18.016 | [6 empty] | C26-29* | 0 | 0
Total |  | 1 | 5986.3524 |  | 57018.5809 |  | 0 | 1740958.942 |  | 1 |  | 63016.263 |  | 1740570.1685 | [23 empty] | C30-35* | 0 | 0
Emissions rates | [6 empty] | g/s |  | kg/h | tpa | [27 empty] | C36+* | 0 | 0
NOx Emission rate estimate as: | [6 empty] | 44.7641 | 161.1509 |  | 0.0012086 | [27 empty] | C7-10_1* | 0 | 0.0158
CO Emission rate estimate as: | [6 empty] | 243.5695 | 876.8503 |  | 0.0065764
PM10 Emission rate estimated as: | [6 empty] | 1.5264 | 5.4951 |  | 4.1213e-05 | [27 empty] | C6_1* | 0 | 0.0045
CH4 Emissions estimate rate: | [6 empty] | 92.1614 | 331.7812 |  | 0.0024884
VOC Emission rate estimated as: | [6 empty] | 0 | 0 |  | 0
SO2 Emissions estimate rate: | [6 empty] | 0 |  |  | 0
N2O Emission rate estimated as: | [6 empty] | 0 |  |  | 0
CO2 Emission rate estimated as: | [6 empty] | 73255.4597 | 263719.6551 |  | 1.9779
NOTES:
1. | Emission factors have been taken from Table 13.5.1 in AP42 Emission Factors for Flare operations [Ref 3]. | [36 empty] | C16-20_1* | 0 | 0
2. | Properties obtained from HMB stream 9 [Ref 1]. | [36 empty] | C21-25_1* | 0 | 0
3. | Purge rate and pilot fuel rate from [Ref 2]. | [36 empty] | C26-29_1* | 0 | 0
4. | LHV, HHV based on typical Heating Values for a methane rich stream for normal operation [Ref 12].
5. | Flowrate taken from ESIA Emissions Assumptions List [Ref 2]. | [36 empty] | C30-35_1* | 0 | 0
[38 empty] | C6_2* | 0.0003 | 0
[38 empty] | C7-10_2* | 0 | 0
[38 empty] | C11-15_2* | 0 | 0
[38 empty] | C16-20_2* | 0 | 0
[38 empty] | C21-25_3* | 0 | 0
[38 empty] | C26-29_2* | 0 | 0
[38 empty] | C30-35_2* | 0 | 0
[38 empty] | C36+_2* | 0 | 0
[38 empty] | H2O | 0.0001 | 0.1753

## MeOHBGF
CALCULATION SHEET
[29 empty] | From | To | Multiply by
Customer |  |  | OMVP | [13 empty] | Proj No |  |  | PRJ-001030 | [8 empty] | lb/MMBtu | lb/106 scf | 1020
Project Title |  |  | OMV Neptun BAT Study & ESIA | [13 empty] | Calc No | [11 empty] | lb | kg | 0.454
Calculation Title |  |  | Emissions Inventory | [13 empty] | Phase/CTR |  |  | Normal Operations | [8 empty] | scf | Sm3 | 0.028373
Elec File Location | [28 empty] | lb/106 scf | kg/106 Sm3 | 16.9126
[29 empty] | MJ | Btu | 947
Project File Location | [16 empty] | Page | [11 empty] | L | Sm3 | 0.001
Methanol, TEG Tank Blanket Gas (Flaring) | [28 empty] | MMBTU | MJ | 1055.9662
EQUIPMENT: |  |  | Purge gas and pilot lights
Emissions Factors: |  |  | MW |  |  | Density |  | LHV |  |  | HHV |  |  | NOx | NOx |  |  | CO |  | CO |  | PM |  | PM
|  |  | g/mol |  |  | kg/Sm³ |  | MJ/kg |  |  | MJ/Sm³ |  |  | kg/106 Sm³ | kg/kg fuel |  |  | kg/106 Sm³ |  | kg/kg fuel |  | kg/106 Sm³ |  | kg/kg fuel |  |  |  |  | NOx |  |  | CO
AP 42 Std Gas | [10 empty] | 37.9563 |  |  | 1173.0576 |  |  |  | 6382.8137 |  |  |  | 40 |  |  |  | Average Natural Gas |  |  | lb/MMBtu | lb/106 scf | kg/106 Sm3 | lb/MMBtu | lb/106 scf | kg/106 Sm3
Flare - Fuel Gas |  |  | 16.12 |  |  | 0.699 |  | 49.78 |  |  | 37.77 |  |  | 1167.3001 | 0.00167 |  |  | 6351.4858 |  | 0.0090865 |  | 39.8037 |  | 5.6944e-05 |  | EPA Std Temp = | 60 | °F | 0.068 | 69.36 | 1173.0576 | 0.37 | 377.4 | 6382.8137
[26 empty] | = | 15.5556 | °C
Emissions Factors: |  |  | CH4 |  |  | CH4 |  | SO2 |  |  | SO2 |  |  | VOC | VOC |  |  | N20 |  | N2O | [8 empty] | PM |  |  | CH4
|  |  | kg/106 Sm³ |  |  | kg/kg fuel |  | kg/106 Sm³ |  |  | kg/kg fuel |  |  | kg/106 Sm³ | kg/kg fuel |  |  | kg/106 Sm³ |  | kg/kg fuel | [8 empty] | ug/L | kg/Sm3 | kg/106 Sm3 | lb/MMBtu | lb/106 scf | kg/106 Sm3
AP 42 Std Gas |  |  | 2415.1187 | [25 empty] | 40 | 4e-05 | 40 | 0.14 | 142.8 | 2415.1187
Flare - Fuel Gas |  |  | 2403.2649 |  |  | 0.0034381
0.47328
Furnace Duty: | [13 empty] | Fuel Consumption:
Duty Requirement |  |  |  | MW |  |  | Furnace Efficiency | [5 empty] | % | Flare Blowdown |  | 0.33082 |  |  | kg/h | 0.020523 | kmol/h |  | 0.0045746 |  | MW | 0
Fired Duty |  |  |  | MW | [21 empty] | 0
Fuel Gas: |  | Flare - Fuel Gas | [12 empty] | Re-supply of full storgae tank inventories on a quarterly basis: Methanol 400 x 4m3, TEG 200 x 4m3 Total (outbreathing) 2400m3. Low pressure so assume density of 1kg/m3. Assume additional 20% valve leakage over the course of the year = 2.9 te/year.
Compositions |  |  |  |  | Air |  |  | Total Feed |  | Combustion Products
[5 empty] | Comb |  | XS | [18 empty] | Reactant | [5 empty] | Combustion Air |  | Products
Component |  | Mol Frac | kmol/h |  | kmol/h |  | kmol/h | kg/h |  | Mol Frac |  | kmol/h |  | kg/h | [11 empty] | C | H | O | N | S | MW | O2 | N2 | CO2 | H2O | N2 | SO2 |  | Fuel Gas | Acid Gas
H2 |  | 0 | 0 |  |  |  |  | 0 | [18 empty] | 2 |  |  |  | 2.016 | 0.5 | 1.881 | 0 | 1 | 1.881 | 0 | Nitrogen | 0.0142 | 0.0003
CH4 |  | 0.9963 | 0.020447 |  |  |  |  | 0.328 |  | 0.0003282 |  | 7.0903e-05 |  | 0.0011374 | [11 empty] | 1 | 4 |  |  |  | 16.042 | 2 | 7.5238 | 1 | 2 | 7.5238 | 0 | CO2 | 0.0096 | 0.7754
C2H4 |  | 0 | 0 |  |  |  |  | 0 | [7 empty] | 0.0045746 | MW | [8 empty] | 2 | 4 |  |  |  | 28.052 | 3 | 11.2857 | 2 | 2 | 11.2857 | 0 | Methane | 0.605 | 0.0143
C2H6 |  | 0.0007 | 1.4366e-05 |  |  |  |  | 0.00043195 |  | 0 |  | 0 |  | 0 |  | 8760 | hrs pa | [8 empty] | 2 | 6 |  |  |  | 30.068 | 3.5 | 13.1667 | 2 | 3 | 13.1667 | 0 | Ethane | 0.1752 | 0.0019
C3H6 |  | 0 | 0 |  |  |  |  | 0 | [7 empty] | 40.0731 | MWhr pa | [8 empty] | 3 | 6 |  |  |  | 42.078 | 4.5 | 16.9286 | 3 | 3 | 16.9286 | 0 | Propane | 0.1139 | 0.0036
C3H8 |  | 0.0002 | 4.1045e-06 |  |  |  |  | 0.00018098 |  | 0 |  | 0 |  | 0 |  | 144.2632 | GJ pa | [8 empty] | 3 | 8 |  |  |  | 44.094 | 5 | 18.8095 | 3 | 4 | 18.8095 | 0 | i-Butane | 0.0171 | 0.001
iC4H8 |  | 0 | 0 |  |  |  |  | 0 | [17 empty] | 4 | 8 |  |  |  | 56.104 | 6 | 22.5714 | 4 | 4 | 22.5714 | 0 | n-Butane | 0.0459 | 0.0024
iC4H10 |  | 0.0001 | 2.0523e-06 |  |  |  |  | 0.00011928 |  | 0 |  | 0 |  | 0 | [11 empty] | 4 | 10 |  |  |  | 58.12 | 6.5 | 24.4524 | 4 | 5 | 24.4524 | 0 | i-Pentane | 0.0082 | 0.0016
nC4H10 |  | 0 | 0 |  |  |  |  | 0 |  | 0 |  | 0 |  | 0 |  | Stream 11 Fuel Gas System | [9 empty] | 4 | 10 |  |  |  | 58.12 | 6.5 | 24.4524 | 4 | 5 | 24.4524 | 0 | 22-Mpropane | 0.0002 | 0
iC5H12 |  | 0.0001 | 2.0523e-06 |  |  |  |  | 0.00014806 |  | 0 |  | 0 |  | 0 | [11 empty] | 5 | 12 |  |  |  | 72.146 | 8 | 30.0952 | 5 | 6 | 30.0952 | 0 | n-Pentane | 0.0089 | 0.0019
nC5H12 |  | 0.0001 | 2.0523e-06 |  |  |  |  | 0.00014806 |  | 0 |  | 0 |  | 0 | [11 empty] | 5 | 12 |  |  |  | 72.146 | 8 | 30.0952 | 5 | 6 | 30.0952 | 0 | Benzene | 0.0002 | 0.0003
nC6H14 |  | 0.0002 | 4.1045e-06 |  |  |  |  | 0.00035369 |  | 0 |  | 0 |  | 0 | [11 empty] | 6 | 14 |  |  |  | 86.172 | 9.5 | 35.7381 | 6 | 7 | 35.7381 | 0 | Toluene | 0 | 0.0005
He |  | 0 | 0 |  |  |  |  | 0 | [22 empty] | 4.003 | [6 empty] | E-Benzene | 0 | 0.0001
H2S |  | 0 | 0 |  |  |  |  | 0 | [18 empty] | 2 |  |  | 1 | 34.016 | 1.5 | 5.6429 | 0 | 1 | 5.6429 | 1 | m-Xylene | 0 | 0.0004
O2 |  | 0 | 0 |  | 0.041049 |  | 0 | 1.3136 |  | 0.0006564 |  | 0.00014181 |  | 0.0045378 | [13 empty] | 2 |  |  | 32 | 0 | 0 | 0 | 0 | 0 | 0 | o-Xylene | 0 | 0.0002
N2 |  | 0.0015 | 3.0784e-05 |  | 0.15442 |  | 0 | 4.3247 |  | 0.71493 |  | 0.15445 |  | 4.3245 | [14 empty] | 2 |  | 28 | 0 | 0 | 0 | 0 | 1 | 0 | C6* | 0.0015 | 0
CO |  | 0 | 0 |  |  |  |  | 0 |  | 0.00049677 |  | 0.00010732 |  | 0.003006 | [11 empty] | 1 |  | 1 |  |  | 28.01 | [6 empty] | C7-10* | 0.0001 | 0
CO2 |  | 0.0008 | 1.6418e-05 |  |  |  |  | 0.00072256 |  | 0.094333 |  | 0.020379 |  | 0.89689 | [11 empty] | 1 |  | 2 |  |  | 44.01 | [6 empty] | C11-15* | 0 | 0
NO2 |  | 0 | 0 |  |  |  |  | 0 |  | 5.5593e-05 |  | 1.201e-05 |  | 0.00055246 | [13 empty] | 2 | 1 |  | 46 | [6 empty] | C16-20* | 0 | 0
SO2 |  | 0 | 0 |  |  |  |  | 0 |  | 0 |  | 0 |  | 0 | [13 empty] | 2 |  | 1 | 64 | [6 empty] | C21-25* | 0 | 0
H2O |  | 0 | 0 |  |  |  |  | 0 |  | 0.1892 |  | 0.040875 |  | 0.7364 | [12 empty] | 2 | 1 |  |  | 18.016 | [6 empty] | C26-29* | 0 | 0
Total |  | 1 | 0.020523 |  | 0.19547 |  | 0 | 5.9684 |  | 1 |  | 0.21603 |  | 5.9671 | [23 empty] | C30-35* | 0 | 0
Emissions rates | [6 empty] | g/s |  | kg/h | tpa | [27 empty] | C36+* | 0 | 0
NOx Emission rate estimate as: | [6 empty] | 0.00015346 | 0.00055246 |  | 0.0048429 | [27 empty] | C7-10_1* | 0 | 0.0158
CO Emission rate estimate as: | [6 empty] | 0.00083501 | 0.003006 |  | 0.026351
PM10 Emission rate estimated as: | [6 empty] | 5.2329e-06 | 1.8838e-05 |  | 0.00016514 | [27 empty] | C6_1* | 0 | 0.0045
CH4 Emissions estimate rate: | [6 empty] | 0.00031595 | 0.0011374 |  | 0.0099706
VOC Emission rate estimated as: | [6 empty] | 0 | 0 |  | 0
SO2 Emissions estimate rate: | [6 empty] | 0 |  |  | 0
N2O Emission rate estimated as: | [6 empty] | 0 |  |  | 0
CO2 Emission rate estimated as: | [6 empty] | 0.25114 | 0.90409 |  | 7.9253
NOTES:
1. | Emission factors have been taken from Table 13.5.1 in AP42 Emission Factors for Flare operations [Ref 3]. | [36 empty] | C16-20_1* | 0 | 0
2. | Properties obtained from HMB stream 9 [Ref 1]. | [36 empty] | C21-25_1* | 0 | 0
3. | Purge rate and pilot fuel rate from [Ref 2]. | [36 empty] | C26-29_1* | 0 | 0
4. | LHV, HHV based on typical Heating Values for a methane rich stream for normal operation [Ref 12].
5. | Flowrate taken from ESIA Emissions Assumptions List [Ref 2]. | [36 empty] | C30-35_1* | 0 | 0
[38 empty] | C6_2* | 0.0003 | 0
[38 empty] | C7-10_2* | 0 | 0
[38 empty] | C11-15_2* | 0 | 0
[38 empty] | C16-20_2* | 0 | 0
[38 empty] | C21-25_3* | 0 | 0
[38 empty] | C26-29_2* | 0 | 0
[38 empty] | C30-35_2* | 0 | 0
[38 empty] | C36+_2* | 0 | 0
[38 empty] | H2O | 0.0001 | 0.1753

## FE PL F
CALCULATION SHEET
[29 empty] | From | To | Multiply by
Customer |  |  | OMVP | [13 empty] | Proj No |  |  | PRJ-001030 | [8 empty] | lb/MMBtu | lb/106 scf | 1020
Project Title |  |  | OMV Neptun BAT Study & ESIA | [13 empty] | Calc No | [11 empty] | lb | kg | 0.454
Calculation Title |  |  | Emissions Inventory | [13 empty] | Phase/CTR |  |  | Normal Operations | [8 empty] | scf | Sm3 | 0.028373
Elec File Location | [28 empty] | lb/106 scf | kg/106 Sm3 | 16.9126
[29 empty] | MJ | Btu | 947
Project File Location | [16 empty] | Page | [11 empty] | L | Sm3 | 0.001
Fugitive Emissions - PSV & PCV Leakage (Flaring) | [28 empty] | MMBTU | MJ | 1055.9662
EQUIPMENT: |  |  | Purge gas and pilot lights
Emissions Factors: |  |  | MW |  |  | Density |  | LHV |  |  | HHV |  |  | NOx | NOx |  |  | CO |  | CO |  | PM |  | PM
|  |  | g/mol |  |  | kg/Sm³ |  | MJ/kg |  |  | MJ/Sm³ |  |  | kg/106 Sm³ | kg/kg fuel |  |  | kg/106 Sm³ |  | kg/kg fuel |  | kg/106 Sm³ |  | kg/kg fuel |  |  |  |  | NOx |  |  | CO
AP 42 Std Gas | [10 empty] | 37.9563 |  |  | 1173.0576 |  |  |  | 6382.8137 |  |  |  | 40 |  |  |  | Average Natural Gas |  |  | lb/MMBtu | lb/106 scf | kg/106 Sm3 | lb/MMBtu | lb/106 scf | kg/106 Sm3
Flare - Fuel Gas |  |  | 16.12 |  |  | 0.6988 |  | 49.78 |  |  | 37.77 |  |  | 1167.3001 | 0.0016704 |  |  | 6351.4858 |  | 0.0090891 |  | 39.8037 |  | 5.696e-05 |  | EPA Std Temp = | 60 | °F | 0.068 | 69.36 | 1173.0576 | 0.37 | 377.4 | 6382.8137
[26 empty] | = | 15.5556 | °C
Emissions Factors: |  |  | CH4 |  |  | CH4 |  | SO2 |  |  | SO2 |  |  | VOC | VOC |  |  | N20 |  | N2O | [8 empty] | PM |  |  | CH4
|  |  | kg/106 Sm³ |  |  | kg/kg fuel |  | kg/106 Sm³ |  |  | kg/kg fuel |  |  | kg/106 Sm³ | kg/kg fuel |  |  | kg/106 Sm³ |  | kg/kg fuel | [8 empty] | ug/L | kg/Sm3 | kg/106 Sm3 | lb/MMBtu | lb/106 scf | kg/106 Sm3
AP 42 Std Gas |  |  | 2415.1187 | [25 empty] | 40 | 4e-05 | 40 | 0.14 | 142.8 | 2415.1187
Flare - Fuel Gas |  |  | 2403.2649 |  |  | 0.0034391
0.19589
Furnace Duty: | [13 empty] | Fuel Consumption:
Duty Requirement |  |  |  | MW |  |  | Furnace Efficiency | [5 empty] | % | Flare Blowdown |  | 0.13689 |  |  | kg/h | 0.0084919 | kmol/h |  | 0.0018929 |  | MW | 0
Fired Duty |  |  |  | MW | [21 empty] | 0
Fuel Gas: |  | Flare - Fuel Gas | [12 empty] | Leakage occuring across valve seats of PSV's and PCV's. The PSV's are expected to be 'leak tight' as they will be tested and replaced in service if lifted to confirm reseating. PCV leakage due to operational wear and tear. Based on Leakage Class - V
Compositions |  |  |  |  | Air |  |  | Total Feed |  | Combustion Products
[5 empty] | Comb |  | XS | [18 empty] | Reactant | [5 empty] | Combustion Air |  | Products
Component |  | Mol Frac | kmol/h |  | kmol/h |  | kmol/h | kg/h |  | Mol Frac |  | kmol/h |  | kg/h | [11 empty] | C | H | O | N | S | MW | O2 | N2 | CO2 | H2O | N2 | SO2 |  | Fuel Gas | Acid Gas
H2 |  | 0 | 0 |  |  |  |  | 0 | [6 empty] | To be confirmed during EPC phase. 1 x 16" PCV (Primary Separator), 1 x 6" PCV (TEG Contactor 1 x 12" PSV (Primary Separator), 1 x 4" PSV (TEG Contactor) PCV sizes assumed as yet to be sized. Total installed area will be less than PCV's as set pressure is double the PCV operating pressures. Emissions on an Annual basis (100% margin on preliminary estimate as Class V is liquid based testing, not gas emission based) = 1.2 te/year = 0.13689 kg/h. | [11 empty] | 2 |  |  |  | 2.016 | 0.5 | 1.881 | 0 | 1 | 1.881 | 0 | Nitrogen | 0.0142 | 0.0003
CH4 |  | 0.9963 | 0.0084605 |  |  |  |  | 0.13572 |  | 0.0003283 |  | 2.9347e-05 |  | 0.00047078 | [11 empty] | 1 | 4 |  |  |  | 16.042 | 2 | 7.5238 | 1 | 2 | 7.5238 | 0 | CO2 | 0.0096 | 0.7754
C2H4 |  | 0 | 0 |  |  |  |  | 0 | [17 empty] | 2 | 4 |  |  |  | 28.052 | 3 | 11.2857 | 2 | 2 | 11.2857 | 0 | Methane | 0.605 | 0.0143
C2H6 |  | 0.0007 | 5.9444e-06 |  |  |  |  | 0.00017873 |  | 0 |  | 0 |  | 0 | [11 empty] | 2 | 6 |  |  |  | 30.068 | 3.5 | 13.1667 | 2 | 3 | 13.1667 | 0 | Ethane | 0.1752 | 0.0019
C3H6 |  | 0 | 0 |  |  |  |  | 0 | [17 empty] | 3 | 6 |  |  |  | 42.078 | 4.5 | 16.9286 | 3 | 3 | 16.9286 | 0 | Propane | 0.1139 | 0.0036
C3H8 |  | 0.0002 | 1.6984e-06 |  |  |  |  | 7.4889e-05 |  | 0 |  | 0 |  | 0 | [11 empty] | 3 | 8 |  |  |  | 44.094 | 5 | 18.8095 | 3 | 4 | 18.8095 | 0 | i-Butane | 0.0171 | 0.001
iC4H8 |  | 0 | 0 |  |  |  |  | 0 | [17 empty] | 4 | 8 |  |  |  | 56.104 | 6 | 22.5714 | 4 | 4 | 22.5714 | 0 | n-Butane | 0.0459 | 0.0024
iC4H10 |  | 0.0001 | 8.4919e-07 |  |  |  |  | 4.9355e-05 |  | 0 |  | 0 |  | 0 | [11 empty] | 4 | 10 |  |  |  | 58.12 | 6.5 | 24.4524 | 4 | 5 | 24.4524 | 0 | i-Pentane | 0.0082 | 0.0016
nC4H10 |  | 0 | 0 |  |  |  |  | 0 |  | 0 |  | 0 |  | 0 |  | Stream 11 Fuel Gas System | [9 empty] | 4 | 10 |  |  |  | 58.12 | 6.5 | 24.4524 | 4 | 5 | 24.4524 | 0 | 22-Mpropane | 0.0002 | 0
iC5H12 |  | 0.0001 | 8.4919e-07 |  |  |  |  | 6.1266e-05 |  | 0 |  | 0 |  | 0 | [11 empty] | 5 | 12 |  |  |  | 72.146 | 8 | 30.0952 | 5 | 6 | 30.0952 | 0 | n-Pentane | 0.0089 | 0.0019
nC5H12 |  | 0.0001 | 8.4919e-07 |  |  |  |  | 6.1266e-05 |  | 0 |  | 0 |  | 0 |  | 1.2 | te/y | cont | [7 empty] | 5 | 12 |  |  |  | 72.146 | 8 | 30.0952 | 5 | 6 | 30.0952 | 0 | Benzene | 0.0002 | 0.0003
nC6H14 |  | 0.0002 | 1.6984e-06 |  |  |  |  | 0.00014635 |  | 0 |  | 0 |  | 0 |  | 365.25 | days | [8 empty] | 6 | 14 |  |  |  | 86.172 | 9.5 | 35.7381 | 6 | 7 | 35.7381 | 0 | Toluene | 0 | 0.0005
He |  | 0 | 0 |  |  |  |  | 0 | [7 empty] | 0.0032854 | te/d | [13 empty] | 4.003 | [6 empty] | E-Benzene | 0 | 0.0001
H2S |  | 0 | 0 |  |  |  |  | 0 | [7 empty] | 0.13689 | kg/h | [9 empty] | 2 |  |  | 1 | 34.016 | 1.5 | 5.6429 | 0 | 1 | 5.6429 | 1 | m-Xylene | 0 | 0.0004
O2 |  | 0 | 0 |  | 0.016986 |  | 0 | 0.54354 |  | 0.00065659 |  | 5.8694e-05 |  | 0.0018782 | [13 empty] | 2 |  |  | 32 | 0 | 0 | 0 | 0 | 0 | 0 | o-Xylene | 0 | 0.0002
N2 |  | 0.0015 | 1.2738e-05 |  | 0.063898 |  | 0 | 1.7895 |  | 0.71493 |  | 0.063908 |  | 1.7894 | [14 empty] | 2 |  | 28 | 0 | 0 | 0 | 0 | 1 | 0 | C6* | 0.0015 | 0
CO |  | 0 | 0 |  |  |  |  | 0 |  | 0.00049692 |  | 4.442e-05 |  | 0.0012442 | [11 empty] | 1 |  | 1 |  |  | 28.01 | [6 empty] | C7-10* | 0.0001 | 0
CO2 |  | 0.0008 | 6.7935e-06 |  |  |  |  | 0.00029898 |  | 0.094333 |  | 0.0084326 |  | 0.37112 | [11 empty] | 1 |  | 2 |  |  | 44.01 | [6 empty] | C11-15* | 0 | 0
NO2 |  | 0 | 0 |  |  |  |  | 0 |  | 5.5609e-05 |  | 4.971e-06 |  | 0.00022867 | [13 empty] | 2 | 1 |  | 46 | [6 empty] | C16-20* | 0 | 0
SO2 |  | 0 | 0 |  |  |  |  | 0 |  | 0 |  | 0 |  | 0 | [13 empty] | 2 |  | 1 | 64 | [6 empty] | C21-25* | 0 | 0
H2O |  | 0 | 0 |  |  |  |  | 0 |  | 0.1892 |  | 0.016913 |  | 0.30471 | [12 empty] | 2 | 1 |  |  | 18.016 | [6 empty] | C26-29* | 0 | 0
Total |  | 1 | 0.0084919 |  | 0.080884 |  | 0 | 2.4696 |  | 1 |  | 0.089392 |  | 2.4691 | [23 empty] | C30-35* | 0 | 0
Emissions rates | [6 empty] | g/s |  | kg/h | tpa | [27 empty] | C36+* | 0 | 0
NOx Emission rate estimate as: | [6 empty] | 6.3518e-05 | 0.00022867 |  | 0.0020045 | [27 empty] | C7-10_1* | 0 | 0.0158
CO Emission rate estimate as: | [6 empty] | 0.00034561 | 0.0012442 |  | 0.010907
PM10 Emission rate estimated as: | [6 empty] | 2.1659e-06 | 7.7973e-06 |  | 6.8351e-05 | [27 empty] | C6_1* | 0 | 0.0045
CH4 Emissions estimate rate: | [6 empty] | 0.00013077 | 0.00047078 |  | 0.0041269
VOC Emission rate estimated as: | [6 empty] | 0 | 0 |  | 0
SO2 Emissions estimate rate: | [6 empty] | 0 |  |  | 0
N2O Emission rate estimated as: | [6 empty] | 0 |  |  | 0
CO2 Emission rate estimated as: | [6 empty] | 0.10392 | 0.3741 |  | 3.2794
NOTES:
1. | Emission factors have been taken from Table 13.5.1 in AP42 Emission Factors for Flare operations [Ref 3]. | [36 empty] | C16-20_1* | 0 | 0
2. | Properties obtained from HMB stream 9 [Ref 1]. | [36 empty] | C21-25_1* | 0 | 0
3. | Purge rate and pilot fuel rate from [Ref 2]. | [36 empty] | C26-29_1* | 0 | 0
4. | LHV, HHV based on typical Heating Values for a methane rich stream for normal operation [Ref 12].
5. | Flowrate taken from ESIA Emissions Assumptions List [Ref 2]. | [36 empty] | C30-35_1* | 0 | 0
[38 empty] | C6_2* | 0.0003 | 0
[38 empty] | C7-10_2* | 0 | 0
[38 empty] | C11-15_2* | 0 | 0
[38 empty] | C16-20_2* | 0 | 0
[38 empty] | C21-25_3* | 0 | 0
[38 empty] | C26-29_2* | 0 | 0
[38 empty] | C30-35_2* | 0 | 0
[38 empty] | C36+_2* | 0 | 0
[38 empty] | H2O | 0.0001 | 0.1753

## LPFConTEG
CALCULATION SHEET
[29 empty] | From | To | Multiply by
Customer |  |  | OMVP | [13 empty] | Proj No |  |  | PRJ-001030 | [8 empty] | lb/MMBtu | lb/106 scf | 1020
Project Title |  |  | OMV Neptun BAT Study & ESIA | [13 empty] | Calc No | [11 empty] | lb | kg | 0.454
Calculation Title |  |  | Emissions Inventory | [13 empty] | Phase/CTR |  |  | Normal Operations | [8 empty] | scf | Sm3 | 0.028373
Elec File Location | [28 empty] | lb/106 scf | kg/106 Sm3 | 16.9126
[29 empty] | MJ | Btu | 947
Project File Location | [16 empty] | Page | [11 empty] | L | Sm3 | 0.001
LP Flare - Continuous Venting from TEG Regen and PW Degasser plus Header Purge (Continuous) | [28 empty] | MMBTU | MJ | 1055.9662
EQUIPMENT: |  |  | Purge gas and pilot lights
Emissions Factors: |  |  | MW |  |  | Density |  | LHV |  |  | HHV |  |  | NOx | NOx |  |  | CO |  | CO |  | PM |  | PM
|  |  | g/mol |  |  | kg/Sm³ |  | MJ/kg |  |  | MJ/Sm³ |  |  | kg/106 Sm³ | kg/kg fuel |  |  | kg/106 Sm³ |  | kg/kg fuel |  | kg/106 Sm³ |  | kg/kg fuel |  |  |  |  | NOx |  |  | CO
AP 42 Std Gas | [10 empty] | 37.9563 |  |  | 1173.0576 |  |  |  | 6382.8137 |  |  |  | 40 |  |  |  | Average Natural Gas |  |  | lb/MMBtu | lb/106 scf | kg/106 Sm3 | lb/MMBtu | lb/106 scf | kg/106 Sm3
Flare - Fuel Gas |  |  | 17.98 |  |  | 0.761 |  | 0.703 |  |  | 2.641 |  |  | 81.6214 | 0.00010726 |  |  | 444.1163 |  | 0.0005836 |  | 2.7832 |  | 3.6573e-06 |  | EPA Std Temp = | 60 | °F | 0.068 | 69.36 | 1173.0576 | 0.37 | 377.4 | 6382.8137
[26 empty] | = | 15.5556 | °C
Emissions Factors: |  |  | CH4 |  |  | CH4 |  | SO2 |  |  | SO2 |  |  | VOC | VOC |  |  | N20 |  | N2O | [8 empty] | PM |  |  | CH4
|  |  | kg/106 Sm³ |  |  | kg/kg fuel |  | kg/106 Sm³ |  |  | kg/kg fuel |  |  | kg/106 Sm³ | kg/kg fuel |  |  | kg/106 Sm³ |  | kg/kg fuel | [8 empty] | ug/L | kg/Sm3 | kg/106 Sm3 | lb/MMBtu | lb/106 scf | kg/106 Sm3
AP 42 Std Gas |  |  | 2415.1187 | [25 empty] | 40 | 4e-05 | 40 | 0.14 | 142.8 | 2415.1187
Flare - Fuel Gas |  |  | 168.044 |  |  | 0.00022082
268.2873
Furnace Duty: | [13 empty] | Fuel Consumption:
Duty Requirement |  |  |  | MW |  |  | Furnace Efficiency | [5 empty] | % | Flare Blowdown |  | 204.1667 |  |  | kg/h | 11.3552 | kmol/h |  | 0.039869 |  | MW | 0
Fired Duty |  |  |  | MW | [21 empty] | 0
Fuel Gas: |  | Flare - Fuel Gas | [12 empty] | LP continuous venting from TEG Regeneration and Produced Water Degasser. From H&MB Case 3 (Max water), combine total of 0.253 MMscfd (assume all hydrocarbon, CH4). Header purges are additional and on a continuous basis (26.1 kg/hr) estimate (extra line) = 4.9 tonnes/day = 1,789.725 te per year.
Compositions |  |  |  |  | Air |  |  | Total Feed |  | Combustion Products
[5 empty] | Comb |  | XS | [18 empty] | Reactant | [5 empty] | Combustion Air |  | Products
Component |  | Mol Frac | kmol/h |  | kmol/h |  | kmol/h | kg/h |  | Mol Frac |  | kmol/h |  | kg/h | [11 empty] | C | H | O | N | S | MW | O2 | N2 | CO2 | H2O | N2 | SO2 |  | Fuel Gas | Acid Gas
H2 |  | 0 | 0 |  |  |  |  | 0 | [18 empty] | 2 |  |  |  | 2.016 | 0.5 | 1.881 | 0 | 1 | 1.881 | 0 | Nitrogen | 0.0142 | 0.0003
CH4 |  | 98.14 | 1114.4003 |  |  |  |  | 17877.209 |  | 2.392e-07 |  | 0.0028104 |  | 0.045084 | [11 empty] | 1 | 4 |  |  |  | 16.042 | 2 | 7.5238 | 1 | 2 | 7.5238 | 0 | CO2 | 0.0096 | 0.7754
C2H4 |  | 0 | 0 |  |  |  |  | 0 | [7 empty] | 0.039869 | MW | [8 empty] | 2 | 4 |  |  |  | 28.052 | 3 | 11.2857 | 2 | 2 | 11.2857 | 0 | Methane | 0.605 | 0.0143
C2H6 |  | 0 | 0 |  |  |  |  | 0 |  | 0 |  | 0 |  | 0 |  | 8760 | hrs pa | [8 empty] | 2 | 6 |  |  |  | 30.068 | 3.5 | 13.1667 | 2 | 3 | 13.1667 | 0 | Ethane | 0.1752 | 0.0019
C3H6 |  | 0 | 0 |  |  |  |  | 0 | [7 empty] | 349.2543 | MWhr pa | [8 empty] | 3 | 6 |  |  |  | 42.078 | 4.5 | 16.9286 | 3 | 3 | 16.9286 | 0 | Propane | 0.1139 | 0.0036
C3H8 |  | 0 | 0 |  |  |  |  | 0 |  | 0 |  | 0 |  | 0 |  | 1257.3155 | GJ pa | [8 empty] | 3 | 8 |  |  |  | 44.094 | 5 | 18.8095 | 3 | 4 | 18.8095 | 0 | i-Butane | 0.0171 | 0.001
iC4H8 |  | 0 | 0 |  |  |  |  | 0 | [17 empty] | 4 | 8 |  |  |  | 56.104 | 6 | 22.5714 | 4 | 4 | 22.5714 | 0 | n-Butane | 0.0459 | 0.0024
iC4H10 |  | 0 | 0 |  |  |  |  | 0 |  | 0 |  | 0 |  | 0 | [11 empty] | 4 | 10 |  |  |  | 58.12 | 6.5 | 24.4524 | 4 | 5 | 24.4524 | 0 | i-Pentane | 0.0082 | 0.0016
nC4H10 |  | 0 | 0 |  |  |  |  | 0 |  | 0 |  | 0 |  | 0 |  | Stream 13 LP Flare PW Degasser | [9 empty] | 4 | 10 |  |  |  | 58.12 | 6.5 | 24.4524 | 4 | 5 | 24.4524 | 0 | 22-Mpropane | 0.0002 | 0
iC5H12 |  | 0 | 0 |  |  |  |  | 0 |  | 0 |  | 0 |  | 0 | [11 empty] | 5 | 12 |  |  |  | 72.146 | 8 | 30.0952 | 5 | 6 | 30.0952 | 0 | n-Pentane | 0.0089 | 0.0019
nC5H12 |  | 0 | 0 |  |  |  |  | 0 |  | 0 |  | 0 |  | 0 |  | 1788.264 | te/y | cont | [7 empty] | 5 | 12 |  |  |  | 72.146 | 8 | 30.0952 | 5 | 6 | 30.0952 | 0 | Benzene | 0.0002 | 0.0003
nC6H14 |  | 0 | 0 |  |  |  |  | 0 |  | 0 |  | 0 |  | 0 |  | 365.25 | days | [8 empty] | 6 | 14 |  |  |  | 86.172 | 9.5 | 35.7381 | 6 | 7 | 35.7381 | 0 | Toluene | 0 | 0.0005
He |  | 0 | 0 |  |  |  |  | 0 | [7 empty] | 4.896 | te/d | [13 empty] | 4.003 | [6 empty] | E-Benzene | 0 | 0.0001
H2S |  | 0 | 0 |  |  |  |  | 0 | [7 empty] | 204 | kg/h | [9 empty] | 2 |  |  | 1 | 34.016 | 1.5 | 5.6429 | 0 | 1 | 5.6429 | 1 | m-Xylene | 0 | 0.0004
O2 |  | 0 | 0 |  | 2228.8005 |  | 0 | 71321.6166 |  | 4.7841e-07 |  | 0.0056208 |  | 0.17986 | [13 empty] | 2 |  |  | 32 | 0 | 0 | 0 | 0 | 0 | 0 | o-Xylene | 0 | 0.0002
N2 |  | 0 | 0 |  | 8384.5353 |  | 0 | 234766.988 |  | 0.71365 |  | 8384.535 |  | 234766.9813 | [14 empty] | 2 |  | 28 | 0 | 0 | 0 | 0 | 1 | 0 | C6* | 0.0015 | 0
CO |  | 0 | 0 |  |  |  |  | 0 |  | 3.6207e-07 |  | 0.0042539 |  | 0.11915 | [11 empty] | 1 |  | 1 |  |  | 28.01 | [6 empty] | C7-10* | 0.0001 | 0
CO2 |  | 0 | 0 |  |  |  |  | 0 |  | 0.094851 |  | 1114.3932 |  | 49044.4445 | [11 empty] | 1 |  | 2 |  |  | 44.01 | [6 empty] | C11-15* | 0 | 0
NO2 |  | 0 | 0 |  |  |  |  | 0 |  | 4.0518e-08 |  | 0.00047604 |  | 0.021898 | [13 empty] | 2 | 1 |  | 46 | [6 empty] | C16-20* | 0 | 0
SO2 |  | 0 | 0 |  |  |  |  | 0 |  | 0 |  | 0 |  | 0 | [13 empty] | 2 |  | 1 | 64 | [6 empty] | C21-25* | 0 | 0
H2O |  | 1.86 | 21.1207 |  |  |  |  | 380.5103 |  | 0.1915 |  | 2249.9156 |  | 40534.4792 | [12 empty] | 2 | 1 |  |  | 18.016 | [6 empty] | C26-29* | 0 | 0
Total |  | 100 | 1135.5209 |  | 10613.3358 |  | 0 | 324346.3239 |  | 1 |  | 11748.857 |  | 324346.2711 | [23 empty] | C30-35* | 0 | 0
Emissions rates | [6 empty] | g/s |  | kg/h | tpa | [27 empty] | C36+* | 0 | 0
NOx Emission rate estimate as: | [6 empty] | 0.0060828 | 0.021898 |  | 0.19196 | [27 empty] | C7-10_1* | 0 | 0.0158
CO Emission rate estimate as: | [6 empty] | 0.033097 | 0.11915 |  | 1.0445
PM10 Emission rate estimated as: | [6 empty] | 0.00020742 | 0.0007467 |  | 0.0065456 | [27 empty] | C6_1* | 0 | 0.0045
CH4 Emissions estimate rate: | [6 empty] | 0.012523 | 0.045084 |  | 0.39521
VOC Emission rate estimated as: | [6 empty] | 0 | 0 |  | 0
SO2 Emissions estimate rate: | [6 empty] | 0 |  |  | 0
N2O Emission rate estimated as: | [6 empty] | 0 |  |  | 0
CO2 Emission rate estimated as: | [6 empty] | 154.9878 | 557.9561 |  | 4891.0431
NOTES:
1. | Emission factors have been taken from Table 13.5.1 in AP42 Emission Factors for Flare operations [Ref 3]. | [36 empty] | C16-20_1* | 0 | 0
2. | Properties obtained from HMB stream 9 [Ref 1]. | [36 empty] | C21-25_1* | 0 | 0
3. | Purge rate and pilot fuel rate from [Ref 2]. | [36 empty] | C26-29_1* | 0 | 0
4. | LHV, HHV based on typical Heating Values for a methane rich stream for normal operation [Ref 12].
5. | Flowrate taken from ESIA Emissions Assumptions List [Ref 2]. | [36 empty] | C30-35_1* | 0 | 0
[38 empty] | C6_2* | 0.0003 | 0
[38 empty] | C7-10_2* | 0 | 0
[38 empty] | C11-15_2* | 0 | 0
[38 empty] | C16-20_2* | 0 | 0
[38 empty] | C21-25_3* | 0 | 0
[38 empty] | C26-29_2* | 0 | 0
[38 empty] | C30-35_2* | 0 | 0
[38 empty] | C36+_2* | 0 | 0
[38 empty] | H2O | 0.0001 | 0.1753

## OT V
CALCULATION SHEET
Customer |  |  | OMVP | [5 empty] | Proj No | PRJ-001030
Project Title |  |  | OMV Neptun BAT Study & ESIA | [5 empty] | Calc No
Calculation Title |  |  | Emissions Inventory | [5 empty] | Phase/CTR |  | Operations
Elec File Location | [8 empty] | Page
Project File Location
Transportation Emissions (Vessels using MGO)
Emissions Factors: |  |  |  |  | EFs from [Ref 14]
MGO Users
NOx |  |  | te/te |  |  | 0.0722
CO |  |  | te/te |  |  | 0.00384
VOC |  |  | te/te |  |  | 0.00175
SO2 |  |  | te/te |  |  | 0.00182
CO2 |  |  | te/te |  |  | 3.206
Emissions: |  |  |  |  | Field Service Vessel | FSV - Subsea IRM, Domino Pigging |  | Total
No. of Days |  |  |  |  | 90 | 30
Fuel Consumption |  |  | te/day |  | 20 | 20
Fuel Consumption |  |  |  | te | 1800 | 600 |  | 2400
NOx |  |  | tpa |  | 129.96 | 43.32 |  | 173.28
CO |  |  | tpa |  | 6.912 | 2.304 |  | 9.216
VOC |  |  | tpa |  | 3.15 | 1.05 |  | 4.2
SO2 |  |  | tpa |  | 3.276 | 1.092 |  | 4.368
CO2 |  |  | tpa |  | 5770.8 | 1923.6 |  | 7694.4
|  | Density of Fuel = |  |  | 860 | kg/m3 | [Ref 13]
Notes:
1. | Emission factors taken from Table 0-2 [Ref 15].
2. | The density of MGO taken as 860 kg/m3 (at 15°C). [Ref 13].
3. | Operational days during operation period and fuel consumption taken from [Ref 2].
4. | CO2 EF taken from [Ref 18].

## FE FL V
CALCULATION SHEET
[17 empty] | From | To | Multiply by
Customer |  |  | OMVP | [6 empty] | Proj No |  |  | PRJ-001030 |  |  |  | lb/MMBtu | lb/106 scf | 1020
Project Title |  |  | OMV Neptun BAT Study & ESIA | [6 empty] | Calc No | [6 empty] | lb | kg | 0.454
Calculation Title |  |  | Emissions Inventory | [6 empty] | Phase/CTR |  |  | Normal Operations |  |  |  | scf | Sm3 | 0.028373
Elec File Location | [16 empty] | lb/106 scf | kg/106 Sm3 | #REF!
[17 empty] | MJ | Btu | 947
Project File Location | [9 empty] | Page | [6 empty] | L | Sm3 | 0.001
Fugitive Emissions - Flange Leaks (Venting) | [16 empty] | MMBTU | MJ | 1055.9662
#REF!
Fuel Gas: |  | Fugitive Emissions | [5 empty] | The current estimate of flanges is c.750. Each flange has an acceptable leak rate of <1.4m3/yr. The number of flanges at the final count may increase. Fugitive emissions from flange leakage are not contained within the SWP Flare systems and therefore will not be combusted upon release. These emissions should be treated as uncombusted CH4 and the relevant Greenhouse Gas factor applied in relation to CO2 emissions = 1 te/year = 0.114 kg/h.
Compositions |  | Mole Fraction |  | Mass Fraction |  | Compositional Vent Products
[14 empty] | Reactant | [5 empty] | Combustion Air |  | Products
Component |  | gmol | MW | kg/kg |  | kg/h | tpa | [6 empty] | C | H | O | N | S | MW | O2 | N2 | CO2 | H2O | N2 | SO2 |  | Fuel Gas | Acid Gas
H2 |  | 0 |  |  |  | 0 | [8 empty] | 2 |  |  |  | 2.016 | 0.5 | 1.881 | 0 | 1 | 1.881 | 0 | Nitrogen | 0.0142 | 0.0003
CH4 |  | 0.9963 | 16.043 | 15.9836 | 0.99104 | 0.11298 | 0.99037 | [6 empty] | 1 | 4 |  |  |  | 16.042 | 2 | 7.5238 | 1 | 2 | 7.5238 | 0 | CO2 | 0.0096 | 0.7754
C2H4 |  | 0 |  |  |  | 0 |  |  |  |  | 0.114 | kg/h |  | 2 | 4 |  |  |  | 28.052 | 3 | 11.2857 | 2 | 2 | 11.2857 | 0 | Methane | 0.605 | 0.0143
C2H6 |  | 0.0007 | 30.07 | 0.021049 | 0.0013051 | 0.00014878 | 0.0013042 | [6 empty] | 2 | 6 |  |  |  | 30.068 | 3.5 | 13.1667 | 2 | 3 | 13.1667 | 0 | Ethane | 0.1752 | 0.0019
C3H6 |  | 0 |  |  |  | 0 | [7 empty] | 3 | 6 |  |  |  | 42.078 | 4.5 | 16.9286 | 3 | 3 | 16.9286 | 0 | Propane | 0.1139 | 0.0036
C3H8 |  | 0.0002 | 44.097 | 0.0088194 | 0.00054683 | 6.2339e-05 | 0.00054646 | [6 empty] | 3 | 8 |  |  |  | 44.094 | 5 | 18.8095 | 3 | 4 | 18.8095 | 0 | i-Butane | 0.0171 | 0.001
iC4H8 |  | 0 |  |  |  | 0 | [7 empty] | 4 | 8 |  |  |  | 56.104 | 6 | 22.5714 | 4 | 4 | 22.5714 | 0 | n-Butane | 0.0459 | 0.0024
iC4H10 |  | 0.0001 | 58.123 | 0.0058123 | 0.00036038 | 4.1083e-05 | 0.00036014 | [6 empty] | 4 | 10 |  |  |  | 58.12 | 6.5 | 24.4524 | 4 | 5 | 24.4524 | 0 | i-Pentane | 0.0082 | 0.0016
nC4H10 |  | 0 |  |  |  | 0 |  |  | Stream 9 HP Flare & LP Flare |  |  |  |  | 4 | 10 |  |  |  | 58.12 | 6.5 | 24.4524 | 4 | 5 | 24.4524 | 0 | 22-Mpropane | 0.0002 | 0
iC5H12 |  | 0.0001 | 72.15 | 0.007215 | 0.00044735 | 5.0998e-05 | 0.00044705 | [6 empty] | 5 | 12 |  |  |  | 72.146 | 8 | 30.0952 | 5 | 6 | 30.0952 | 0 | n-Pentane | 0.0089 | 0.0019
nC5H12 |  | 0.0001 | 72.15 | 0.007215 | 0.00044735 | 5.0998e-05 | 0.00044705 | [6 empty] | 5 | 12 |  |  |  | 72.146 | 8 | 30.0952 | 5 | 6 | 30.0952 | 0 | Benzene | 0.0002 | 0.0003
nC6H14 |  | 0.0002 | 86.177 | 0.017235 | 0.0010686 | 0.00012183 | 0.0010679 | [6 empty] | 6 | 14 |  |  |  | 86.172 | 9.5 | 35.7381 | 6 | 7 | 35.7381 | 0 | Toluene | 0 | 0.0005
He |  | 0 |  |  |  | 0 | [12 empty] | 4.003 | [6 empty] | E-Benzene | 0 | 0.0001
H2S |  | 0 |  |  |  | 0 | [8 empty] | 2 |  |  | 1 | 34.016 | 1.5 | 5.6429 | 0 | 1 | 5.6429 | 1 | m-Xylene | 0 | 0.0004
O2 |  | 0 |  |  | 0 | 0 | [9 empty] | 2 |  |  | 32 | 0 | 0 | 0 | 0 | 0 | 0 | o-Xylene | 0 | 0.0002
N2 |  | 0.0015 | 28.0135 | 0.04202 | 0.0026054 | 0.00029701 | 0.0026036 | [9 empty] | 2 |  | 28 | 0 | 0 | 0 | 0 | 1 | 0 | C6* | 0.0015 | 0
CO |  | 0 |  |  |  | 0 | [7 empty] | 1 |  | 1 |  |  | 28.01 | [6 empty] | C7-10* | 0.0001 | 0
CO2 |  | 0.0008 | 44.01 | 0.035208 | 0.002183 | 0.00024886 | 0.0021815 | [6 empty] | 1 |  | 2 |  |  | 44.01 | [6 empty] | C11-15* | 0 | 0
NO2 |  | 0 |  |  |  | 0 | [9 empty] | 2 | 1 |  | 46 | [6 empty] | C16-20* | 0 | 0
SO2 |  | 0 |  |  |  | 0 | [9 empty] | 2 |  | 1 | 64 | [6 empty] | C21-25* | 0 | 0
H2O |  | 0 |  |  |  | 0 | [8 empty] | 2 | 1 |  |  | 18.016 | [6 empty] | C26-29* | 0 | 0
Total |  | 1 | 6106.139 | 16.1282 | 0 | 0.114 | 0.99932 | [18 empty] | C30-35* | 0 | 0
NOTES:
1. | Properties obtained from HMB stream 9 [Ref 1]. | [24 empty] | C16-20_1* | 0 | 0
2. | Flowrate taken from ESIA Emissions Assumptions List [Ref 2]. | [24 empty] | C21-25_1* | 0 | 0
3. | [25 empty] | C26-29_1* | 0 | 0
4.
5. | [25 empty] | C36+_1* | 0 | 0
[26 empty] | C6_2* | 0.0003 | 0
[26 empty] | C7-10_2* | 0 | 0
[26 empty] | C11-15_2* | 0 | 0
[26 empty] | C16-20_2* | 0 | 0
[26 empty] | C21-25_3* | 0 | 0
[26 empty] | C26-29_2* | 0 | 0
[26 empty] | C30-35_2* | 0 | 0
[26 empty] | C36+_2* | 0 | 0
[26 empty] | H2O | 0.0001 | 0.1753

## VA
CALCULATION SHEET
[17 empty] | From | To | Multiply by
Customer |  |  | OMVP | [6 empty] | Proj No |  |  | PRJ-001030 |  |  |  | lb/MMBtu | lb/106 scf | 1020
Project Title |  |  | OMV Neptun BAT Study & ESIA | [6 empty] | Calc No | [6 empty] | lb | kg | 0.454
Calculation Title |  |  | Emissions Inventory | [6 empty] | Phase/CTR |  |  | Normal Operations |  |  |  | scf | Sm3 | 0.028373
Elec File Location | [16 empty] | lb/106 scf | kg/106 Sm3 | #REF!
[17 empty] | MJ | Btu | 947
Project File Location | [9 empty] | Page | [6 empty] | L | Sm3 | 0.001
Vent from Analyser (Venting) | [16 empty] | MMBTU | MJ | 1055.9662
#REF!
Fuel Gas: |  | Fugitive Emissions | [5 empty] | Details of the analysers have yet to be recieved as this will be carried out during the EPC phase. The primary sample of interest is the Wet Gas Dewpoint analyser. This is expected to be a 'grab' type with sequenced analysis. The volumes of grab and emission will be very small. Quoted volume is prelim and to be confirmed during EPC = 0.0024 te/day = 0.8766 te/year = 0.1 kg/h.
Compositions |  | Mole Fraction |  | Mass Fraction |  | Compositional Vent Products
[14 empty] | Reactant | [5 empty] | Combustion Air |  | Products
Component |  | gmol | MW | kg/kg |  | kg/h | tpa | [6 empty] | C | H | O | N | S | MW | O2 | N2 | CO2 | H2O | N2 | SO2 |  | Fuel Gas | Acid Gas
H2 |  | 0 |  |  |  | 0 | [8 empty] | 2 |  |  |  | 2.016 | 0.5 | 1.881 | 0 | 1 | 1.881 | 0 | Nitrogen | 0.0142 | 0.0003
CH4 |  | 0.9963 | 16.043 | 15.9836 | 0.99104 | 0.099104 | 0.86874 | [6 empty] | 1 | 4 |  |  |  | 16.042 | 2 | 7.5238 | 1 | 2 | 7.5238 | 0 | CO2 | 0.0096 | 0.7754
C2H4 |  | 0 |  |  |  | 0 |  |  |  |  | 0.1 | kg/h |  | 2 | 4 |  |  |  | 28.052 | 3 | 11.2857 | 2 | 2 | 11.2857 | 0 | Methane | 0.605 | 0.0143
C2H6 |  | 0.0007 | 30.07 | 0.021049 | 0.0013051 | 0.00013051 | 0.0011441 | [6 empty] | 2 | 6 |  |  |  | 30.068 | 3.5 | 13.1667 | 2 | 3 | 13.1667 | 0 | Ethane | 0.1752 | 0.0019
C3H6 |  | 0 |  |  |  | 0 | [7 empty] | 3 | 6 |  |  |  | 42.078 | 4.5 | 16.9286 | 3 | 3 | 16.9286 | 0 | Propane | 0.1139 | 0.0036
C3H8 |  | 0.0002 | 44.097 | 0.0088194 | 0.00054683 | 5.4683e-05 | 0.00047935 | [6 empty] | 3 | 8 |  |  |  | 44.094 | 5 | 18.8095 | 3 | 4 | 18.8095 | 0 | i-Butane | 0.0171 | 0.001
iC4H8 |  | 0 |  |  |  | 0 | [7 empty] | 4 | 8 |  |  |  | 56.104 | 6 | 22.5714 | 4 | 4 | 22.5714 | 0 | n-Butane | 0.0459 | 0.0024
iC4H10 |  | 0.0001 | 58.123 | 0.0058123 | 0.00036038 | 3.6038e-05 | 0.00031591 | [6 empty] | 4 | 10 |  |  |  | 58.12 | 6.5 | 24.4524 | 4 | 5 | 24.4524 | 0 | i-Pentane | 0.0082 | 0.0016
nC4H10 |  | 0 |  |  |  | 0 |  |  | Stream 9 HP Flare & LP Flare |  |  |  |  | 4 | 10 |  |  |  | 58.12 | 6.5 | 24.4524 | 4 | 5 | 24.4524 | 0 | 22-Mpropane | 0.0002 | 0
iC5H12 |  | 0.0001 | 72.15 | 0.007215 | 0.00044735 | 4.4735e-05 | 0.00039215 | [6 empty] | 5 | 12 |  |  |  | 72.146 | 8 | 30.0952 | 5 | 6 | 30.0952 | 0 | n-Pentane | 0.0089 | 0.0019
nC5H12 |  | 0.0001 | 72.15 | 0.007215 | 0.00044735 | 4.4735e-05 | 0.00039215 | [6 empty] | 5 | 12 |  |  |  | 72.146 | 8 | 30.0952 | 5 | 6 | 30.0952 | 0 | Benzene | 0.0002 | 0.0003
nC6H14 |  | 0.0002 | 86.177 | 0.017235 | 0.0010686 | 0.00010686 | 0.00093678 | [6 empty] | 6 | 14 |  |  |  | 86.172 | 9.5 | 35.7381 | 6 | 7 | 35.7381 | 0 | Toluene | 0 | 0.0005
He |  | 0 |  |  |  | 0 | [12 empty] | 4.003 | [6 empty] | E-Benzene | 0 | 0.0001
H2S |  | 0 |  |  |  | 0 | [8 empty] | 2 |  |  | 1 | 34.016 | 1.5 | 5.6429 | 0 | 1 | 5.6429 | 1 | m-Xylene | 0 | 0.0004
O2 |  | 0 |  |  | 0 | 0 | [9 empty] | 2 |  |  | 32 | 0 | 0 | 0 | 0 | 0 | 0 | o-Xylene | 0 | 0.0002
N2 |  | 0.0015 | 28.0135 | 0.04202 | 0.0026054 | 0.00026054 | 0.0022839 | [9 empty] | 2 |  | 28 | 0 | 0 | 0 | 0 | 1 | 0 | C6* | 0.0015 | 0
CO |  | 0 |  |  |  | 0 | [7 empty] | 1 |  | 1 |  |  | 28.01 | [6 empty] | C7-10* | 0.0001 | 0
CO2 |  | 0.0008 | 44.01 | 0.035208 | 0.002183 | 0.0002183 | 0.0019136 | [6 empty] | 1 |  | 2 |  |  | 44.01 | [6 empty] | C11-15* | 0 | 0
NO2 |  | 0 |  |  |  | 0 | [9 empty] | 2 | 1 |  | 46 | [6 empty] | C16-20* | 0 | 0
SO2 |  | 0 |  |  |  | 0 | [9 empty] | 2 |  | 1 | 64 | [6 empty] | C21-25* | 0 | 0
H2O |  | 0 |  |  |  | 0 | [8 empty] | 2 | 1 |  |  | 18.016 | [6 empty] | C26-29* | 0 | 0
Total |  | 1 | 6106.139 | 16.1282 | 0 | 0.1 | 0.8766 | [18 empty] | C30-35* | 0 | 0
NOTES:
1. | Properties obtained from HMB stream 9 [Ref 1]. | [24 empty] | C16-20_1* | 0 | 0
2. | Flowrate taken from ESIA Emissions Assumptions List [Ref 2]. | [24 empty] | C21-25_1* | 0 | 0
3. | [25 empty] | C26-29_1* | 0 | 0
4.
5. | [25 empty] | C36+_1* | 0 | 0
[26 empty] | C6_2* | 0.0003 | 0
[26 empty] | C7-10_2* | 0 | 0
[26 empty] | C11-15_2* | 0 | 0
[26 empty] | C16-20_2* | 0 | 0
[26 empty] | C21-25_3* | 0 | 0
[26 empty] | C26-29_2* | 0 | 0
[26 empty] | C30-35_2* | 0 | 0
[26 empty] | C36+_2* | 0 | 0
[26 empty] | H2O | 0.0001 | 0.1753

## HPF ICSS
CALCULATION SHEET
[29 empty] | From | To | Multiply by
Customer |  |  | OMVP | [13 empty] | Proj No |  |  | PRJ-001030 | [8 empty] | lb/MMBtu | lb/106 scf | 1020
Project Title |  |  | OMV Neptun BAT Study & ESIA | [13 empty] | Calc No | [11 empty] | lb | kg | 0.454
Calculation Title |  |  | Emissions Inventory | [13 empty] | Phase/CTR |  |  | Normal Operations | [8 empty] | scf | Sm3 | 0.028373
Elec File Location | [28 empty] | lb/106 scf | kg/106 Sm3 | 16.9126
[29 empty] | MJ | Btu | 947
Project File Location | [16 empty] | Page | [11 empty] | L | Sm3 | 0.001
HP Flare - ICSS Control Response to Overpressure - Relief to HP Flare | [28 empty] | MMBTU | MJ | 1055.9662
EQUIPMENT: |  |  | Purge gas and pilot lights
Emissions Factors: |  |  | MW |  |  | Density |  | LHV |  |  | HHV |  |  | NOx | NOx |  |  | CO |  | CO |  | PM |  | PM
|  |  | g/mol |  |  | kg/Sm³ |  | MJ/kg |  |  | MJ/Sm³ |  |  | kg/106 Sm³ | kg/kg fuel |  |  | kg/106 Sm³ |  | kg/kg fuel |  | kg/106 Sm³ |  | kg/kg fuel |  |  |  |  | NOx |  |  | CO
AP 42 Std Gas | [10 empty] | 37.9563 |  |  | 1173.0576 |  |  |  | 6382.8137 |  |  |  | 40 |  |  |  | Average Natural Gas |  |  | lb/MMBtu | lb/106 scf | kg/106 Sm3 | lb/MMBtu | lb/106 scf | kg/106 Sm3
Flare - Fuel Gas |  |  | 16.12 |  |  | 0.699 |  | 49.78 |  |  | 37.77 |  |  | 1167.3001 | 0.00167 |  |  | 6351.4858 |  | 0.0090865 |  | 39.8037 |  | 5.6944e-05 |  | EPA Std Temp = | 60 | °F | 0.068 | 69.36 | 1173.0576 | 0.37 | 377.4 | 6382.8137
[26 empty] | = | 15.5556 | °C
Emissions Factors: |  |  | CH4 |  |  | CH4 |  | SO2 |  |  | SO2 |  |  | VOC | VOC |  |  | N20 |  | N2O | [8 empty] | PM |  |  | CH4
|  |  | kg/106 Sm³ |  |  | kg/kg fuel |  | kg/106 Sm³ |  |  | kg/kg fuel |  |  | kg/106 Sm³ | kg/kg fuel |  |  | kg/106 Sm³ |  | kg/kg fuel | [8 empty] | ug/L | kg/Sm3 | kg/106 Sm3 | lb/MMBtu | lb/106 scf | kg/106 Sm3
AP 42 Std Gas |  |  | 2415.1187 | [25 empty] | 40 | 4e-05 | 40 | 0.14 | 142.8 | 2415.1187
Flare - Fuel Gas |  |  | 2403.2649 |  |  | 0.0034381
13412.0172
Furnace Duty: | [13 empty] | Fuel Consumption:
Duty Requirement |  |  |  | MW |  |  | Furnace Efficiency | [5 empty] | % | Flare Blowdown |  | 9375 |  |  | kg/h | 581.5757 | kmol/h |  | 129.6354 |  | MW | 0
Fired Duty |  |  |  | MW | [21 empty] | 0
Fuel Gas: |  | Flare - Fuel Gas | [12 empty] | Based on Full Flow Relief (950MMscfd equivalent) for 5 mins. Then reduced flaring at 100MMscfd for 2 hours. Assumed to occur 6 times a year with 225 te per event = 1350 te/year. Peak load is 950 MMScfd flared for 5 mins = 64 te + 100MMScfd flared for 2 h = 161 te for 1 PCV release = 763,792 kg/h + 80,417 kg/h. CO2 emissions rate = 3685.5 tpa for 6 PCV releases per year.
Compositions |  |  |  |  | Air |  |  | Total Feed |  | Combustion Products
[5 empty] | Comb |  | XS | [18 empty] | Reactant | [5 empty] | Combustion Air |  | Products
Component |  | Mol Frac | kmol/h |  | kmol/h |  | kmol/h | kg/h |  | Mol Frac |  | kmol/h |  | kg/h | [11 empty] | C | H | O | N | S | MW | O2 | N2 | CO2 | H2O | N2 | SO2 |  | Fuel Gas | Acid Gas
H2 |  | 0 | 0 |  |  |  |  | 0 | [18 empty] | 2 |  |  |  | 2.016 | 0.5 | 1.881 | 0 | 1 | 1.881 | 0 | Nitrogen | 0.0142 | 0.0003
CH4 |  | 0.9963 | 579.4239 |  |  |  |  | 9295.1174 |  | 0.0003282 |  | 2.0093 |  | 32.2326 | [11 empty] | 1 | 4 |  |  |  | 16.042 | 2 | 7.5238 | 1 | 2 | 7.5238 | 0 | CO2 | 0.0096 | 0.7754
C2H4 |  | 0 | 0 |  |  |  |  | 0 | [7 empty] | 129.6354 | MW | [8 empty] | 2 | 4 |  |  |  | 28.052 | 3 | 11.2857 | 2 | 2 | 11.2857 | 0 | Methane | 0.605 | 0.0143
C2H6 |  | 0.0007 | 0.4071 |  |  |  |  | 12.2408 |  | 0 |  | 0 |  | 0 |  | 12.5 | hrs pa | [8 empty] | 2 | 6 |  |  |  | 30.068 | 3.5 | 13.1667 | 2 | 3 | 13.1667 | 0 | Ethane | 0.1752 | 0.0019
C3H6 |  | 0 | 0 |  |  |  |  | 0 | [7 empty] | 1620.4427 | MWhr pa | [8 empty] | 3 | 6 |  |  |  | 42.078 | 4.5 | 16.9286 | 3 | 3 | 16.9286 | 0 | Propane | 0.1139 | 0.0036
C3H8 |  | 0.0002 | 0.11632 |  |  |  |  | 5.1288 |  | 0 |  | 0 |  | 0 |  | 5833.5938 | GJ pa | [8 empty] | 3 | 8 |  |  |  | 44.094 | 5 | 18.8095 | 3 | 4 | 18.8095 | 0 | i-Butane | 0.0171 | 0.001
iC4H8 |  | 0 | 0 |  |  |  |  | 0 | [17 empty] | 4 | 8 |  |  |  | 56.104 | 6 | 22.5714 | 4 | 4 | 22.5714 | 0 | n-Butane | 0.0459 | 0.0024
iC4H10 |  | 0.0001 | 0.058158 |  |  |  |  | 3.3801 |  | 0 |  | 0 |  | 0 | [11 empty] | 4 | 10 |  |  |  | 58.12 | 6.5 | 24.4524 | 4 | 5 | 24.4524 | 0 | i-Pentane | 0.0082 | 0.0016
nC4H10 |  | 0 | 0 |  |  |  |  | 0 |  | 0 |  | 0 |  | 0 |  | Stream 9 HP Flare & LP Flare | [9 empty] | 4 | 10 |  |  |  | 58.12 | 6.5 | 24.4524 | 4 | 5 | 24.4524 | 0 | 22-Mpropane | 0.0002 | 0
iC5H12 |  | 0.0001 | 0.058158 |  |  |  |  | 4.1958 |  | 0 |  | 0 |  | 0 | [11 empty] | 5 | 12 |  |  |  | 72.146 | 8 | 30.0952 | 5 | 6 | 30.0952 | 0 | n-Pentane | 0.0089 | 0.0019
nC5H12 |  | 0.0001 | 0.058158 |  |  |  |  | 4.1958 |  | 0 |  | 0 |  | 0 | [11 empty] | 5 | 12 |  |  |  | 72.146 | 8 | 30.0952 | 5 | 6 | 30.0952 | 0 | Benzene | 0.0002 | 0.0003
nC6H14 |  | 0.0002 | 0.11632 |  |  |  |  | 10.0231 |  | 0 |  | 0 |  | 0 |  | 1350 | te/y | [8 empty] | 6 | 14 |  |  |  | 86.172 | 9.5 | 35.7381 | 6 | 7 | 35.7381 | 0 | Toluene | 0 | 0.0005
He |  | 0 | 0 |  |  |  |  | 0 | [7 empty] | 6 | days | [13 empty] | 4.003 | [6 empty] | E-Benzene | 0 | 0.0001
H2S |  | 0 | 0 |  |  |  |  | 0 | [7 empty] | 225 | te/d | [9 empty] | 2 |  |  | 1 | 34.016 | 1.5 | 5.6429 | 0 | 1 | 5.6429 | 1 | m-Xylene | 0 | 0.0004
O2 |  | 0 | 0 |  | 1163.2677 |  | 0 | 37224.5658 |  | 0.0006564 |  | 4.0185 |  | 128.593 |  | 9375 | kg/h |  | Note peak load see above text | [8 empty] | 2 |  |  | 32 | 0 | 0 | 0 | 0 | 0 | 0 | o-Xylene | 0 | 0.0002
N2 |  | 0.0015 | 0.87236 |  | 4376.1022 |  | 0 | 122555.2885 |  | 0.71493 |  | 4376.8044 |  | 122550.5236 | [14 empty] | 2 |  | 28 | 0 | 0 | 0 | 0 | 1 | 0 | C6* | 0.0015 | 0
CO |  | 0 | 0 |  |  |  |  | 0 |  | 0.00049677 |  | 3.0413 |  | 85.1862 | [11 empty] | 1 |  | 1 |  |  | 28.01 | [6 empty] | C7-10* | 0.0001 | 0
CO2 |  | 0.0008 | 0.46526 |  |  |  |  | 20.4761 |  | 0.094333 |  | 577.5138 |  | 25416.3831 | [11 empty] | 1 |  | 2 |  |  | 44.01 | [6 empty] | C11-15* | 0 | 0
NO2 |  | 0 | 0 |  |  |  |  | 0 |  | 5.5593e-05 |  | 0.34034 |  | 15.6558 | [13 empty] | 2 | 1 |  | 46 | [6 empty] | C16-20* | 0 | 0
SO2 |  | 0 | 0 |  |  |  |  | 0 |  | 0 |  | 0 |  | 0 | [13 empty] | 2 |  | 1 | 64 | [6 empty] | C21-25* | 0 | 0
H2O |  | 0 | 0 |  |  |  |  | 0 |  | 0.1892 |  | 1158.3186 |  | 20868.2684 | [12 empty] | 2 | 1 |  |  | 18.016 | [6 empty] | C26-29* | 0 | 0
Total |  | 1 | 581.5757 |  | 5539.3699 |  | 0 | 169134.6122 |  | 1 |  | 6122.0463 |  | 169096.8428 | [23 empty] | C30-35* | 0 | 0
Emissions rates | [6 empty] | g/s |  | kg/h | tpa | [27 empty] | C36+* | 0 | 0
PM10 Emission rate estimated as: | [6 empty] | 0.14829 | 0.53385 |  | 0.076874 | [27 empty] | C6_1* | 0 | 0.0045
NOx Emission rate estimate as: | [6 empty] | 4.3488 | 15.6558 |  | 2.2544 | [27 empty] | C7-10_1* | 0 | 0.0158
CO Emission rate estimate as: | [6 empty] | 23.6628 | 85.1862 |  | 12.2668
VOC Emission rate estimated as: | [6 empty] | 0 | 0 |  | 0
CH4 Emissions estimate rate: | [6 empty] | 8.9535 | 32.2326 |  | 4.6415
SO2 Emissions estimate rate: | [6 empty] | 0 |  |  | 0
N2O Emission rate estimated as: | [6 empty] | 0 |  |  | 0
CO2 Emission rate estimated as: | [6 empty] | 7116.7869 | 25620.4328 |  | 3689.3423
NOTES:
1. | Emission factors have been taken from Table 13.5.1 in AP42 Emission Factors for Flare operations [Ref 3]. | [36 empty] | C16-20_1* | 0 | 0
2. | Properties obtained from HMB stream 9 [Ref 1]. | [36 empty] | C21-25_1* | 0 | 0
3. | Purge rate and pilot fuel rate from [Ref 2]. | [36 empty] | C26-29_1* | 0 | 0
4. | LHV, HHV based on typical Heating Values for a methane rich stream for normal operation [Ref 12].
5. | Flowrate taken from ESIA Emissions Assumptions List [Ref 2]. | [36 empty] | C30-35_1* | 0 | 0
[38 empty] | C6_2* | 0.0003 | 0
[38 empty] | C7-10_2* | 0 | 0
[38 empty] | C11-15_2* | 0 | 0
[38 empty] | C16-20_2* | 0 | 0
[38 empty] | C21-25_3* | 0 | 0
[38 empty] | C26-29_2* | 0 | 0
[38 empty] | C30-35_2* | 0 | 0
[38 empty] | C36+_2* | 0 | 0
[38 empty] | H2O | 0.0001 | 0.1753

## PSD WR
CALCULATION SHEET
[29 empty] | From | To | Multiply by
Customer |  |  | OMVP | [13 empty] | Proj No |  |  | PRJ-001030 | [8 empty] | lb/MMBtu | lb/106 scf | 1020
Project Title |  |  | OMV Neptun BAT Study & ESIA | [13 empty] | Calc No | [11 empty] | lb | kg | 0.454
Calculation Title |  |  | Emissions Inventory | [13 empty] | Phase/CTR |  |  | Normal Operations | [8 empty] | scf | Sm3 | 0.028373
Elec File Location | [28 empty] | lb/106 scf | kg/106 Sm3 | 16.9126
[29 empty] | MJ | Btu | 947
Project File Location | [16 empty] | Page | [11 empty] | L | Sm3 | 0.001
HP Flare - Partial Shutdown Warm Restart | [28 empty] | MMBTU | MJ | 1055.9662
EQUIPMENT: |  |  | Flare
Emissions Factors: |  |  | MW |  |  | Density |  | LHV |  | HHV |  |  | NOx |  | NOx |  |  | CO |  | CO |  | PM |  | PM
|  |  | g/mol |  |  | kg/Sm³ |  | MJ/kg |  | MJ/Sm³ |  |  | kg/106 Sm³ |  | kg/kg fuel |  |  | kg/106 Sm³ |  | kg/kg fuel |  | kg/106 Sm³ |  | kg/kg fuel |  |  |  |  | NOx |  |  | CO
AP 42 Std Gas | [9 empty] | 37.96 |  |  | 1173.0576 |  |  |  |  | 6382.8137 |  |  |  | 40 |  |  |  | Average Natural Gas |  |  | lb/MMBtu | lb/106 scf | kg/106 Sm3 | lb/MMBtu | lb/106 scf | kg/106 Sm3
Flare - Blowdown |  |  | 16.12 |  |  | 0.699 |  | 49.78 |  | 37.77 |  |  | 1167.1862 |  | 0.0016698 |  |  | 6350.866 |  | 0.0090856 |  | 39.7998 |  | 5.6938e-05 |  | EPA Std Temp = | 60 | °F | 0.068 | 69.36 | 1173.0576 | 0.37 | 377.4 | 6382.8137
[6 empty] | 1.05 | [19 empty] | = | 15.5556 | °C
Emissions Factors: |  |  | CH4 |  |  | CH4 |  | SO2 |  | SO2 |  |  | VOC |  | VOC |  |  | N20 |  | N2O
|  |  | kg/106 Sm³ |  |  | kg/kg fuel |  | kg/106 Sm³ |  | kg/kg fuel |  |  | kg/106 Sm³ |  | kg/kg fuel |  |  | kg/106 Sm³ |  | kg/kg fuel | [8 empty] | PM |  |  | CH4
AP 42 Std Gas |  |  | 2415.1187 | [25 empty] | ug/L | kg/Sm3 | kg/106 Sm3 | lb/MMBtu | lb/106 scf | kg/106 Sm3
Flare - Blowdown |  |  | 2403.0304 |  |  | 0.0034378 | [22 empty] | 40 | 4e-05 | 40 | 0.14 | 142.8 | 2415.1187
119217.9304
Furnace Duty: | [12 empty] | Fuel Consumption:
Duty Requirement |  |  |  | MW |  |  | Furnace Efficiency |  |  |  |  | % | Flare - Blowdown |  |  | 83333.3333 |  |  | kg/h | 5169.5616 | kmol/h |  | 1152.3148 |  | MW | 0
Fired Duty |  |  |  | MW | [21 empty] | 0
Fuel Gas: |  | HP Flare - Blowdown | [11 empty] | SWP PSD – shutdown up to 24h (no blowdown required). Warm re-start required as wells will have only slightly cooled. Assuming full well bean-up to be achieved on each well within 1 day. Assuming to start-up Pelican first which is less effective due to Pelican EH limitations. Assuming SWP sufficient operating temperature to be achieved within 24 hours. Assuming SWP PSDs to occur 6 times per year (2000 te per event) = 12000 te.
Compositions |  |  |  |  | Air |  |  | Total Feed | Combustion Products
[5 empty] | Comb |  | XS | [18 empty] | Reactant | [5 empty] | Combustion Air |  | Products
Component |  | Mol Frac | kmol/h |  | kmol/h |  | kmol/h | kg/h | Mol Frac |  | kmol/h |  | kg/h | [12 empty] | C | H | O | N | S | MW | O2 | N2 | CO2 | H2O | N2 | SO2 |  | Fuel Gas | Acid Gas
H2 |  | 0 | 0 |  |  |  |  | 0 | [18 empty] | 2 |  |  |  | 2.016 | 0.5 | 1.881 | 0 | 1 | 1.881 | 0 | Nitrogen | 0.0142 | 0.0003
CH4 |  | 0.9963 | 5150.4342 |  |  |  |  | 82623.2661 | 0.0018964 |  | 103.0087 |  | 1652.4653 | [12 empty] | 1 | 4 |  |  |  | 16.042 | 2 | 7.5238 | 1 | 2 | 7.5238 | 0 | CO2 | 0.0096 | 0.7754
C2H4 |  | 0 | 0 |  |  |  |  | 0 | 0 | [6 empty] | 1152.3148 | MW | [8 empty] | 2 | 4 |  |  |  | 28.052 | 3 | 11.2857 | 2 | 2 | 11.2857 | 0 | Methane | 0.605 | 0.0143
C2H6 |  | 0.0007 | 3.6187 |  |  |  |  | 108.8069 | 0 |  | 0 |  | 0 |  |  | 24 | hrs pa | [8 empty] | 2 | 6 |  |  |  | 30.068 | 3.5 | 13.1667 | 2 | 3 | 13.1667 | 0 | Ethane | 0.1752 | 0.0019
C3H6 |  | 0 | 0 |  |  |  |  | 0 | 0 | [6 empty] | 27655.5556 | MWhr pa | [8 empty] | 3 | 6 |  |  |  | 42.078 | 4.5 | 16.9286 | 3 | 3 | 16.9286 | 0 | Propane | 0.1139 | 0.0036
C3H8 |  | 0.0002 | 1.0339 |  |  |  |  | 45.5893 | 0 |  | 0 |  | 0 |  |  | 99560 | GJ pa | [8 empty] | 3 | 8 |  |  |  | 44.094 | 5 | 18.8095 | 3 | 4 | 18.8095 | 0 | i-Butane | 0.0171 | 0.001
iC4H8 |  | 0 | 0 |  |  |  |  | 0 | 0 | [16 empty] | 4 | 8 |  |  |  | 56.104 | 6 | 22.5714 | 4 | 4 | 22.5714 | 0 | n-Butane | 0.0459 | 0.0024
iC4H10 |  | 0.0001 | 0.51696 |  |  |  |  | 30.0455 | 0 |  | 0 |  | 0 | [12 empty] | 4 | 10 |  |  |  | 58.12 | 6.5 | 24.4524 | 4 | 5 | 24.4524 | 0 | i-Pentane | 0.0082 | 0.0016
nC4H10 |  | 0 | 0 |  |  |  |  | 0 | 0 |  | 0 |  | 0 | [12 empty] | 4 | 10 |  |  |  | 58.12 | 6.5 | 24.4524 | 4 | 5 | 24.4524 | 0 | 22-Mpropane | 0.0002 | 0
iC5H12 |  | 0.0001 | 0.51696 |  |  |  |  | 37.2963 | 0 |  | 0 |  | 0 |  |  | Stream 9 HP Flare & LP Flare | [9 empty] | 5 | 12 |  |  |  | 72.146 | 8 | 30.0952 | 5 | 6 | 30.0952 | 0 | n-Pentane | 0.0089 | 0.0019
nC5H12 |  | 0.0001 | 0.51696 |  |  |  |  | 37.2963 | 0 |  | 0 |  | 0 | [12 empty] | 5 | 12 |  |  |  | 72.146 | 8 | 30.0952 | 5 | 6 | 30.0952 | 0 | Benzene | 0.0002 | 0.0003
nC6H14 |  | 0.0002 | 1.0339 |  |  |  |  | 89.0943 | 0 |  | 0 |  | 0 |  |  | 12000 | te/y | [8 empty] | 6 | 14 |  |  |  | 86.172 | 9.5 | 35.7381 | 6 | 7 | 35.7381 | 0 | Toluene | 0 | 0.0005
He |  | 0 | 0 |  |  |  |  | 0 | 0 | [6 empty] | 6 | days | [13 empty] | 4.003 | [6 empty] | E-Benzene | 0 | 0.0001
H2S |  | 0 | 0 |  |  |  |  | 0 | 0 | [6 empty] | 2000 | te/d | per event | [8 empty] | 2 |  |  | 1 | 34.016 | 1.5 | 5.6429 | 0 | 1 | 5.6429 | 1 | m-Xylene | 0 | 0.0004
O2 |  | 0 | 0 |  | 10340.1572 |  | 0 | 330885.0289 | 0.0037929 |  | 206.0174 |  | 6592.5558 |  |  | 83333.3333 | kg/h | [10 empty] | 2 |  |  | 32 | 0 | 0 | 0 | 0 | 0 | 0 | o-Xylene | 0 | 0.0002
N2 |  | 0.0015 | 7.7543 |  | 38898.6864 |  | 0 | 1089380.3419 | 0.71625 |  | 38904.9283 |  | 1089337.992 | [15 empty] | 2 |  | 28 | 0 | 0 | 0 | 0 | 1 | 0 | C6* | 0.0015 | 0
CO |  | 0 | 0 |  |  |  |  | 0 | 0.00049765 |  | 27.031 |  | 757.1371 | [12 empty] | 1 |  | 1 |  |  | 28.01 | [6 empty] | C7-10* | 0.0001 | 0
CO2 |  | 0.0008 | 4.1356 |  |  |  |  | 182.0099 | 0.091082 |  | 4947.344 |  | 217732.6107 | [12 empty] | 1 |  | 2 |  |  | 44.01 | [6 empty] | C11-15* | 0 | 0
NO2 |  | 0 | 0 |  |  |  |  | 0 | 5.5691e-05 |  | 3.025 |  | 139.1495 | [14 empty] | 2 | 1 |  | 46 | [6 empty] | C16-20* | 0 | 0
SO2 |  | 0 | 0 |  |  |  |  | 0 | 0 |  | 0 |  | 0 | [14 empty] | 2 |  | 1 | 64 | [6 empty] | C21-25* | 0 | 0
H2O |  | 0 | 0 |  |  |  |  | 0 | 0.18642 |  | 10125.8685 |  | 182427.6467 | [13 empty] | 2 | 1 |  |  | 18.016 | [6 empty] | C26-29* | 0 | 0
Total |  | 1 | 6106.139 |  | 49238.8436 |  | 0 | 1503418.7755 | 1 |  | 54317.2228 |  | 1498639.5572 | [24 empty] | C30-35* | 0 | 0
Emissions rates | [6 empty] | g/s |  |  |  |  | tpa | [25 empty] | C36+* | 0 | 0
PM10 Emission rate estimated as: | [6 empty] | 1.318 | 4.7448 | kg/h |  | 0.68326 | [26 empty] | C6_1* | 0 | 0.0045
NOx Emission rate estimate as: | [6 empty] | 38.6526 | 139.1495 | kg/h |  | 20.0375 | [26 empty] | C7-10_1* | 0 | 0.0158
CO Emission rate estimate as: | [6 empty] | 210.3159 | 757.1371 | kg/h |  | 109.0277
VOC Emission rate estimated as: | [6 empty] | 0 | 0 | kg/h |  | 0
CH4 Emissions estimate rate: | [6 empty] | 459.0181 | 1652.4653 | kg/h |  | 237.955
SO2 Emissions estimate rate: | [6 empty] | 0 |  | kg/h |  | 0
N2O Emission rate estimated as: | [6 empty] | 0 |  | kg/h |  | 0
CO2 Emission rate estimated as: | [6 empty] | 63258.7053 | 227731.3391 | kg/h |  | 32793.3128
NOTES:
1. | Emission factors have been taken from Table 13.5-1 in AP42: Emission Factors for Flare operations [Ref 3]. | [36 empty] | C16-20_1* | 0 | 0
2. | Properties obtained from HMB stream 9 [Ref 1]. | [36 empty] | C21-25_1* | 0 | 0
3. | Assume incomplete combustion so 98% conversion of CH4 in stream to CO2. | [36 empty] | C26-29_1* | 0 | 0
4. | LHV, HHV based on typical Heating Values for a methane rich stream for normal operation [Ref 12].
5. | Flowrate taken from ESIA Emissions Assumptions List [Ref 2]. | [36 empty] | C36+_1* | 0 | 0
[38 empty] | C6_2* | 0.0003 | 0
[38 empty] | C7-10_2* | 0 | 0
[38 empty] | C11-15_2* | 0 | 0
[38 empty] | C16-20_2* | 0 | 0
[38 empty] | C21-25_3* | 0 | 0
[38 empty] | C26-29_2* | 0 | 0
[38 empty] | C30-35_2* | 0 | 0
[38 empty] | C36+_2* | 0 | 0
[38 empty] | H2O | 0.0001 | 0.1753

## ESD CR
CALCULATION SHEET
[29 empty] | From | To | Multiply by
Customer |  |  | OMVP | [13 empty] | Proj No |  |  | PRJ-001030 | [8 empty] | lb/MMBtu | lb/106 scf | 1020
Project Title |  |  | OMV Neptun BAT Study & ESIA | [13 empty] | Calc No | [11 empty] | lb | kg | 0.454
Calculation Title |  |  | Emissions Inventory | [13 empty] | Phase/CTR |  |  | Normal Operations | [8 empty] | scf | Sm3 | 0.028373
Elec File Location | [28 empty] | lb/106 scf | kg/106 Sm3 | 16.9126
[29 empty] | MJ | Btu | 947
Project File Location | [16 empty] | Page | [11 empty] | L | Sm3 | 0.001
HP Flare - Emergency Shutdown Cold Restart | [28 empty] | MMBTU | MJ | 1055.9662
EQUIPMENT: |  |  | Flare
Emissions Factors: |  |  | MW |  |  | Density |  | LHV |  | HHV |  |  | NOx |  | NOx |  |  | CO |  | CO |  | PM |  | PM
|  |  | g/mol |  |  | kg/Sm³ |  | MJ/kg |  | MJ/Sm³ |  |  | kg/106 Sm³ |  | kg/kg fuel |  |  | kg/106 Sm³ |  | kg/kg fuel |  | kg/106 Sm³ |  | kg/kg fuel |  |  |  |  | NOx |  |  | CO
AP 42 Std Gas | [9 empty] | 37.96 |  |  | 1173.0576 |  |  |  |  | 6382.8137 |  |  |  | 40 |  |  |  | Average Natural Gas |  |  | lb/MMBtu | lb/106 scf | kg/106 Sm3 | lb/MMBtu | lb/106 scf | kg/106 Sm3
Flare - Blowdown |  |  | 16.12 |  |  | 0.699 |  | 49.78 |  | 37.77 |  |  | 1167.1862 |  | 0.0016698 |  |  | 6414.9221 |  | 0.0091773 |  | 40.2012 |  | 5.7512e-05 |  | EPA Std Temp = | 60 | °F | 0.068 | 69.36 | 1173.0576 | 0.37 | 377.4 | 6382.8137
[6 empty] | 1.05 | [19 empty] | = | 15.5556 | °C
Emissions Factors: |  |  | CH4 |  |  | CH4 |  | SO2 |  | SO2 |  |  | VOC |  | VOC |  |  | N20 |  | N2O
|  |  | kg/106 Sm³ |  |  | kg/kg fuel |  | kg/106 Sm³ |  | kg/kg fuel |  |  | kg/106 Sm³ |  | kg/kg fuel |  |  | kg/106 Sm³ |  | kg/kg fuel | [8 empty] | PM |  |  | CH4
AP 42 Std Gas |  |  | 2415.1187 | [25 empty] | ug/L | kg/Sm3 | kg/106 Sm3 | lb/MMBtu | lb/106 scf | kg/106 Sm3
Flare - Blowdown |  |  | 2427.2678 |  |  | 0.0034725 | [22 empty] | 40 | 4e-05 | 40 | 0.14 | 142.8 | 2415.1187
[26 empty] | 119217.9304 |  |  | 40 | 3.788e-11 | 3.788e-05
Furnace Duty: | [12 empty] | Fuel Consumption:
Duty Requirement |  |  |  | MW |  |  | Furnace Efficiency |  |  |  |  | % | Flare - Blowdown |  |  | 83333.3333 |  |  | kg/h | 5169.5616 | kmol/h |  | 1152.3148 |  | MW | 0
Fired Duty |  |  |  | MW | [21 empty] | 0
Fuel Gas: |  | HP Flare - Blowdown | [11 empty] | ESD – confirmed F&G requires full SWP blowdown and investigation time up to 7 days. Cold re-start required as wells will have cooled significantly. Assuming full well bean-up to be achieved on each well within 2 days and to start-up Pelican first which is less effective due to Pelican EH limitations. Assuming SWP sufficient operating temperature to be achieved within 48 hours. Assuming high level ESD trips to occur once a year = 4000 te/year. 2 days of flaring.
Compositions |  |  |  |  | Air |  |  | Total Feed | Combustion Products
[5 empty] | Comb |  | XS | [18 empty] | Reactant | [5 empty] | Combustion Air |  | Products
Component |  | Mol Frac | kmol/h |  | kmol/h |  | kmol/h | kg/h | Mol Frac |  | kmol/h |  | kg/h | [12 empty] | C | H | O | N | S | MW | O2 | N2 | CO2 | H2O | N2 | SO2 |  | Fuel Gas | Acid Gas
H2 |  | 0 | 0 |  |  |  |  | 0 | [18 empty] | 2 |  |  |  | 2.016 | 0.5 | 1.881 | 0 | 1 | 1.881 | 0 | Nitrogen | 0.0142 | 0.0003
CH4 |  | 0.9963 | 5150.4342 |  |  |  |  | 82623.2661 | 0.0018964 |  | 103.0087 |  | 1652.4653 | [12 empty] | 1 | 4 |  |  |  | 16.042 | 2 | 7.5238 | 1 | 2 | 7.5238 | 0 | CO2 | 0.0096 | 0.7754
C2H4 |  | 0 | 0 |  |  |  |  | 0 | 0 | [6 empty] | 1152.3148 | MW | [8 empty] | 2 | 4 |  |  |  | 28.052 | 3 | 11.2857 | 2 | 2 | 11.2857 | 0 | Methane | 0.605 | 0.0143
C2H6 |  | 0.0007 | 3.6187 |  |  |  |  | 108.8069 | 0 |  | 0 |  | 0 |  |  | 168 | hrs pa | [8 empty] | 2 | 6 |  |  |  | 30.068 | 3.5 | 13.1667 | 2 | 3 | 13.1667 | 0 | Ethane | 0.1752 | 0.0019
C3H6 |  | 0 | 0 |  |  |  |  | 0 | 0 | [6 empty] | 193588.8889 | MWhr pa | [8 empty] | 3 | 6 |  |  |  | 42.078 | 4.5 | 16.9286 | 3 | 3 | 16.9286 | 0 | Propane | 0.1139 | 0.0036
C3H8 |  | 0.0002 | 1.0339 |  |  |  |  | 45.5893 | 0 |  | 0 |  | 0 |  |  | 696920 | GJ pa | [8 empty] | 3 | 8 |  |  |  | 44.094 | 5 | 18.8095 | 3 | 4 | 18.8095 | 0 | i-Butane | 0.0171 | 0.001
iC4H8 |  | 0 | 0 |  |  |  |  | 0 | 0 | [16 empty] | 4 | 8 |  |  |  | 56.104 | 6 | 22.5714 | 4 | 4 | 22.5714 | 0 | n-Butane | 0.0459 | 0.0024
iC4H10 |  | 0.0001 | 0.51696 |  |  |  |  | 30.0455 | 0 |  | 0 |  | 0 |  |  | Stream 9 HP Flare & LP Flare | [9 empty] | 4 | 10 |  |  |  | 58.12 | 6.5 | 24.4524 | 4 | 5 | 24.4524 | 0 | i-Pentane | 0.0082 | 0.0016
nC4H10 |  | 0 | 0 |  |  |  |  | 0 | 0 |  | 0 |  | 0 | [12 empty] | 4 | 10 |  |  |  | 58.12 | 6.5 | 24.4524 | 4 | 5 | 24.4524 | 0 | 22-Mpropane | 0.0002 | 0
iC5H12 |  | 0.0001 | 0.51696 |  |  |  |  | 37.2963 | 0 |  | 0 |  | 0 |  |  | 4000 | te/y | [8 empty] | 5 | 12 |  |  |  | 72.146 | 8 | 30.0952 | 5 | 6 | 30.0952 | 0 | n-Pentane | 0.0089 | 0.0019
nC5H12 |  | 0.0001 | 0.51696 |  |  |  |  | 37.2963 | 0 |  | 0 |  | 0 |  |  | 2 | days | [8 empty] | 5 | 12 |  |  |  | 72.146 | 8 | 30.0952 | 5 | 6 | 30.0952 | 0 | Benzene | 0.0002 | 0.0003
nC6H14 |  | 0.0002 | 1.0339 |  |  |  |  | 89.0943 | 0 |  | 0 |  | 0 |  |  | 2000 | te/d | [8 empty] | 6 | 14 |  |  |  | 86.172 | 9.5 | 35.7381 | 6 | 7 | 35.7381 | 0 | Toluene | 0 | 0.0005
He |  | 0 | 0 |  |  |  |  | 0 | 0 | [6 empty] | 83333.3333 | kg/h | [13 empty] | 4.003 | [6 empty] | E-Benzene | 0 | 0.0001
H2S |  | 0 | 0 |  |  |  |  | 0 | 0 | [17 empty] | 2 |  |  | 1 | 34.016 | 1.5 | 5.6429 | 0 | 1 | 5.6429 | 1 | m-Xylene | 0 | 0.0004
O2 |  | 0 | 0 |  | 10340.1572 |  | 0 | 330885.0289 | 0.0037929 |  | 206.0174 |  | 6592.5558 | [14 empty] | 2 |  |  | 32 | 0 | 0 | 0 | 0 | 0 | 0 | o-Xylene | 0 | 0.0002
N2 |  | 0.0015 | 7.7543 |  | 38898.6864 |  | 0 | 1089380.3419 | 0.71625 |  | 38904.9283 |  | 1089337.992 | [15 empty] | 2 |  | 28 | 0 | 0 | 0 | 0 | 1 | 0 | C6* | 0.0015 | 0
CO |  | 0 | 0 |  |  |  |  | 0 | 0.00050267 |  | 27.3036 |  | 764.7737 | [12 empty] | 1 |  | 1 |  |  | 28.01 | [6 empty] | C7-10* | 0.0001 | 0
CO2 |  | 0.0008 | 4.1356 |  |  |  |  | 182.0099 | 0.091077 |  | 4947.0768 |  | 217720.8519 | [12 empty] | 1 |  | 2 |  |  | 44.01 | [6 empty] | C11-15* | 0 | 0
NO2 |  | 0 | 0 |  |  |  |  | 0 | 5.5691e-05 |  | 3.025 |  | 139.1495 | [14 empty] | 2 | 1 |  | 46 | [6 empty] | C16-20* | 0 | 0
SO2 |  | 0 | 0 |  |  |  |  | 0 | 0 |  | 0 |  | 0 | [14 empty] | 2 |  | 1 | 64 | [6 empty] | C21-25* | 0 | 0
H2O |  | 0 | 0 |  |  |  |  | 0 | 0.18642 |  | 10125.8685 |  | 182427.6467 | [13 empty] | 2 | 1 |  |  | 18.016 | [6 empty] | C26-29* | 0 | 0
Total |  | 1 | 6106.139 |  | 49238.8436 |  | 0 | 1503418.7755 | 1 |  | 54317.2283 |  | 1498635.4349 | [24 empty] | C30-35* | 0 | 0
Emissions rates | [6 empty] | g/s |  |  |  | tpa | [26 empty] | C36+* | 0 | 0
PM10 Emission rate estimated as: | [6 empty] | 1.3313 | 4.7927 | kg/h |  | 0.23005 | [26 empty] | C6_1* | 0 | 0.0045
NOx Emission rate estimate as: | [6 empty] | 38.6526 | 139.1495 | kg/h |  | 6.6792 | [26 empty] | C7-10_1* | 0 | 0.0158
CO Emission rate estimate as: | [6 empty] | 212.4371 | 764.7737 | kg/h |  | 36.7091
VOC Emission rate estimated as: | [6 empty] | 0 | 0 | kg/h |  | 0
CH4 Emissions estimate rate: | [6 empty] | 459.0181 | 1652.4653 | kg/h |  | 79.3183
SO2 Emissions estimate rate: | [6 empty] | 0 |  | kg/h |  | 0
N2O Emission rate estimated as: | [6 empty] | 0 |  | kg/h |  | 0
CO2 Emission rate estimated as: | [6 empty] | 63258.7053 | 227731.3391 | kg/h |  | 10931.1043
NOTES:
1. | Emission factors have been taken from Table 13.5-1 in AP42: Emission Factors for Flare operations [Ref 3]. | [36 empty] | C16-20_1* | 0 | 0
2. | Properties obtained from HMB stream 9 [Ref 1]. | [36 empty] | C21-25_1* | 0 | 0
3. | Assume incomplete combustion so 98% conversion of CH4 in stream to CO2. | [36 empty] | C26-29_1* | 0 | 0
4. | LHV, HHV based on typical Heating Values for a methane rich stream for normal operation [Ref 12].
5. | Flowrate taken from ESIA Emissions Assumptions List [Ref 2]. | [36 empty] | C36+_1* | 0 | 0
[38 empty] | C6_2* | 0.0003 | 0
[38 empty] | C7-10_2* | 0 | 0
[38 empty] | C11-15_2* | 0 | 0
[38 empty] | C16-20_2* | 0 | 0
[38 empty] | C21-25_3* | 0 | 0
[38 empty] | C26-29_2* | 0 | 0
[38 empty] | C30-35_2* | 0 | 0
[38 empty] | C36+_2* | 0 | 0
[38 empty] | H2O | 0.0001 | 0.1753

## ESD CR SS
CALCULATION SHEET
[28 empty] | From | To | Multiply by
Customer |  |  | OMVP | [12 empty] | Proj No |  |  | PRJ-001030 | [8 empty] | lb/MMBtu | lb/106 scf | 1020
Project Title |  |  | OMV Neptun BAT Study & ESIA | [12 empty] | Calc No | [11 empty] | lb | kg | 0.454
Calculation Title |  |  | Emissions Inventory | [12 empty] | Phase/CTR |  |  | Normal Operations | [8 empty] | scf | Sm3 | 0.028373
Elec File Location | [27 empty] | lb/106 scf | kg/106 Sm3 | 16.9126
[28 empty] | MJ | Btu | 947
Project File Location | [15 empty] | Page | [11 empty] | L | Sm3 | 0.001
HP Flare - Emergency Shutdown Cold Restart - Initial Plant Stability and Surveillance | [27 empty] | MMBTU | MJ | 1055.9662
EQUIPMENT: |  |  | Flare
Emissions Factors: |  |  | MW |  |  | Density |  | LHV |  | HHV |  |  | NOx | NOx |  |  | CO |  | CO |  | PM |  | PM
|  |  | g/mol |  |  | kg/Sm³ |  | MJ/kg |  | MJ/Sm³ |  |  | kg/106 Sm³ | kg/kg fuel |  |  | kg/106 Sm³ |  | kg/kg fuel |  | kg/106 Sm³ |  | kg/kg fuel |  |  |  |  | NOx |  |  | CO
AP 42 Std Gas | [9 empty] | 37.96 |  |  | 1173.0576 |  |  |  | 6382.8137 |  |  |  | 40 |  |  |  | Average Natural Gas |  |  | lb/MMBtu | lb/106 scf | kg/106 Sm3 | lb/MMBtu | lb/106 scf | kg/106 Sm3
Flare - Blowdown |  |  | 16.12 |  |  | 0.699 |  | 49.78 |  | 37.77 |  |  | 1178.9587 | 0.0016866 |  |  | 6414.9221 |  | 0.0091773 |  | 40.2012 |  | 5.7512e-05 |  | EPA Std Temp = | 60 | °F | 0.068 | 69.36 | 1173.0576 | 0.37 | 377.4 | 6382.8137
[6 empty] | 1.05 | [18 empty] | = | 15.5556 | °C
Emissions Factors: |  |  | CH4 |  |  | CH4 |  | SO2 |  | SO2 |  |  | VOC | VOC |  |  | N20 |  | N2O
|  |  | kg/106 Sm³ |  |  | kg/kg fuel |  | kg/106 Sm³ |  | kg/kg fuel |  |  | kg/106 Sm³ | kg/kg fuel |  |  | kg/106 Sm³ |  | kg/kg fuel | [8 empty] | PM |  |  | CH4
AP 42 Std Gas |  |  | 2415.1187 | [24 empty] | ug/L | kg/Sm3 | kg/106 Sm3 | lb/MMBtu | lb/106 scf | kg/106 Sm3
Flare - Blowdown |  |  | 2427.2678 |  |  | 0.0034725 | [21 empty] | 40 | 4e-05 | 40 | 0.14 | 142.8 | 2415.1187
[25 empty] | 119217.9304 |  |  | 40 | 3.788e-11 | 3.788e-05
Furnace Duty: | [12 empty] | Fuel Consumption:
Duty Requirement |  |  |  | MW |  |  | Furnace Efficiency |  |  |  |  | % | Flare - Blowdown |  | 83333.3333 |  |  | kg/h | 5169.5616 | kmol/h |  | 1152.3148 |  | MW | 0
Fired Duty |  |  |  | MW | [20 empty] | 0
Fuel Gas: |  | HP Flare - Blowdown | [11 empty] | Assuming high level ESD trips to occur 6 times during early field life due to initial plant stability issues and surveillance activities. Full SWP blowdown and cold re-start (Pelican – 48h flaring) required. = 4000 te per event = 24,000 te/yr.
Compositions |  |  |  |  | Air |  |  | Total Feed | Combustion Products
[5 empty] | Comb |  | XS | [17 empty] | Reactant | [5 empty] | Combustion Air |  | Products
Component |  | Mol Frac | kmol/h |  | kmol/h |  | kmol/h | kg/h | Mol Frac |  | kmol/h |  | kg/h | [11 empty] | C | H | O | N | S | MW | O2 | N2 | CO2 | H2O | N2 | SO2 |  | Fuel Gas | Acid Gas
H2 |  | 0 | 0 |  |  |  |  | 0 | [17 empty] | 2 |  |  |  | 2.016 | 0.5 | 1.881 | 0 | 1 | 1.881 | 0 | Nitrogen | 0.0142 | 0.0003
CH4 |  | 0.9963 | 5150.4342 |  |  |  |  | 82623.2661 | 0.0018964 |  | 103.0087 |  | 1652.4653 | [11 empty] | 1 | 4 |  |  |  | 16.042 | 2 | 7.5238 | 1 | 2 | 7.5238 | 0 | CO2 | 0.0096 | 0.7754
C2H4 |  | 0 | 0 |  |  |  |  | 0 | 0 | [5 empty] | 1152.3148 | MW | [8 empty] | 2 | 4 |  |  |  | 28.052 | 3 | 11.2857 | 2 | 2 | 11.2857 | 0 | Methane | 0.605 | 0.0143
C2H6 |  | 0.0007 | 3.6187 |  |  |  |  | 108.8069 | 0 |  | 0 |  | 0 |  | 48 | hrs pa | [8 empty] | 2 | 6 |  |  |  | 30.068 | 3.5 | 13.1667 | 2 | 3 | 13.1667 | 0 | Ethane | 0.1752 | 0.0019
C3H6 |  | 0 | 0 |  |  |  |  | 0 | 0 | [5 empty] | 55311.1111 | MWhr pa | [8 empty] | 3 | 6 |  |  |  | 42.078 | 4.5 | 16.9286 | 3 | 3 | 16.9286 | 0 | Propane | 0.1139 | 0.0036
C3H8 |  | 0.0002 | 1.0339 |  |  |  |  | 45.5893 | 0 |  | 0 |  | 0 |  | 199120 | GJ pa | [8 empty] | 3 | 8 |  |  |  | 44.094 | 5 | 18.8095 | 3 | 4 | 18.8095 | 0 | i-Butane | 0.0171 | 0.001
iC4H8 |  | 0 | 0 |  |  |  |  | 0 | 0 | [15 empty] | 4 | 8 |  |  |  | 56.104 | 6 | 22.5714 | 4 | 4 | 22.5714 | 0 | n-Butane | 0.0459 | 0.0024
iC4H10 |  | 0.0001 | 0.51696 |  |  |  |  | 30.0455 | 0 |  | 0 |  | 0 | [11 empty] | 4 | 10 |  |  |  | 58.12 | 6.5 | 24.4524 | 4 | 5 | 24.4524 | 0 | i-Pentane | 0.0082 | 0.0016
nC4H10 |  | 0 | 0 |  |  |  |  | 0 | 0 |  | 0 |  | 0 |  | Stream 9 HP Flare & LP Flare | [9 empty] | 4 | 10 |  |  |  | 58.12 | 6.5 | 24.4524 | 4 | 5 | 24.4524 | 0 | 22-Mpropane | 0.0002 | 0
iC5H12 |  | 0.0001 | 0.51696 |  |  |  |  | 37.2963 | 0 |  | 0 |  | 0 | [11 empty] | 5 | 12 |  |  |  | 72.146 | 8 | 30.0952 | 5 | 6 | 30.0952 | 0 | n-Pentane | 0.0089 | 0.0019
nC5H12 |  | 0.0001 | 0.51696 |  |  |  |  | 37.2963 | 0 |  | 0 |  | 0 |  | 12000 | te/y | [8 empty] | 5 | 12 |  |  |  | 72.146 | 8 | 30.0952 | 5 | 6 | 30.0952 | 0 | Benzene | 0.0002 | 0.0003
nC6H14 |  | 0.0002 | 1.0339 |  |  |  |  | 89.0943 | 0 |  | 0 |  | 0 |  | 6 | days | [8 empty] | 6 | 14 |  |  |  | 86.172 | 9.5 | 35.7381 | 6 | 7 | 35.7381 | 0 | Toluene | 0 | 0.0005
He |  | 0 | 0 |  |  |  |  | 0 | 0 | [5 empty] | 2000 | te/d | [13 empty] | 4.003 | [6 empty] | E-Benzene | 0 | 0.0001
H2S |  | 0 | 0 |  |  |  |  | 0 | 0 | [5 empty] | 83333.3333 | kg/h | [9 empty] | 2 |  |  | 1 | 34.016 | 1.5 | 5.6429 | 0 | 1 | 5.6429 | 1 | m-Xylene | 0 | 0.0004
O2 |  | 0 | 0 |  | 10340.1572 |  | 0 | 330885.0289 | 0.0037929 |  | 206.0174 |  | 6592.5558 | [13 empty] | 2 |  |  | 32 | 0 | 0 | 0 | 0 | 0 | 0 | o-Xylene | 0 | 0.0002
N2 |  | 0.0015 | 7.7543 |  | 38898.6864 |  | 0 | 1089380.3419 | 0.71625 |  | 38904.913 |  | 1089337.5649 | [14 empty] | 2 |  | 28 | 0 | 0 | 0 | 0 | 1 | 0 | C6* | 0.0015 | 0
CO |  | 0 | 0 |  |  |  |  | 0 | 0.00050267 |  | 27.3036 |  | 764.7737 | [11 empty] | 1 |  | 1 |  |  | 28.01 | [6 empty] | C7-10* | 0.0001 | 0
CO2 |  | 0.0008 | 4.1356 |  |  |  |  | 182.0099 | 0.091077 |  | 4947.0768 |  | 217720.8519 | [11 empty] | 1 |  | 2 |  |  | 44.01 | [6 empty] | C11-15* | 0 | 0
NO2 |  | 0 | 0 |  |  |  |  | 0 | 5.6253e-05 |  | 3.0555 |  | 140.553 | [13 empty] | 2 | 1 |  | 46 | [6 empty] | C16-20* | 0 | 0
SO2 |  | 0 | 0 |  |  |  |  | 0 | 0 |  | 0 |  | 0 | [13 empty] | 2 |  | 1 | 64 | [6 empty] | C21-25* | 0 | 0
H2O |  | 0 | 0 |  |  |  |  | 0 | 0.18642 |  | 10125.8685 |  | 182427.6467 | [12 empty] | 2 | 1 |  |  | 18.016 | [6 empty] | C26-29* | 0 | 0
Total |  | 1 | 6106.139 |  | 49238.8436 |  | 0 | 1503418.7755 | 1 |  | 54317.2435 |  | 1498636.4113 | [23 empty] | C30-35* | 0 | 0
Emissions rates | [6 empty] | g/s |  |  |  |  | tpa | [24 empty] | C36+* | 0 | 0
PM10 Emission rate estimated as: | [6 empty] | 1.3313 | 4.7927 | kg/h |  | 0.69015 | [25 empty] | C6_1* | 0 | 0.0045
NOx Emission rate estimate as: | [6 empty] | 39.0425 | 140.553 | kg/h |  | 20.2396 | [25 empty] | C7-10_1* | 0 | 0.0158
CO Emission rate estimate as: | [6 empty] | 212.4371 | 764.7737 | kg/h |  | 110.1274
VOC Emission rate estimated as: | [6 empty] | 0 | 0 | kg/h |  | 0
CH4 Emissions estimate rate: | [6 empty] | 459.0181 | 1652.4653 | kg/h |  | 237.955
SO2 Emissions estimate rate: | [6 empty] | 0 |  | kg/h |  | 0
N2O Emission rate estimated as: | [6 empty] | 0 |  | kg/h |  | 0
CO2 Emission rate estimated as: | [6 empty] | 63258.7053 | 227731.3391 | kg/h |  | 32793.3128
NOTES:
1. | Emission factors have been taken from Table 13.5-1 in AP42: Emission Factors for Flare operations [Ref 3]. | [35 empty] | C16-20_1* | 0 | 0
2. | Properties obtained from HMB stream 9 [Ref 1]. | [35 empty] | C21-25_1* | 0 | 0
3. | Assume incomplete combustion so 98% conversion of CH4 in stream to CO2. | [35 empty] | C26-29_1* | 0 | 0
4. | LHV, HHV based on typical Heating Values for a methane rich stream for normal operation [Ref 12].
5. | Flowrate taken from ESIA Emissions Assumptions List [Ref 2]. | [35 empty] | C36+_1* | 0 | 0
[37 empty] | C6_2* | 0.0003 | 0
[37 empty] | C7-10_2* | 0 | 0
[37 empty] | C11-15_2* | 0 | 0
[37 empty] | C16-20_2* | 0 | 0
[37 empty] | C21-25_3* | 0 | 0
[37 empty] | C26-29_2* | 0 | 0
[37 empty] | C30-35_2* | 0 | 0
[37 empty] | C36+_2* | 0 | 0
[37 empty] | H2O | 0.0001 | 0.1753

## PBD PP
CALCULATION SHEET
[29 empty] | From | To | Multiply by
Customer |  |  | OMVP | [13 empty] | Proj No |  |  | PRJ-001030 | [8 empty] | lb/MMBtu | lb/106 scf | 1020
Project Title |  |  | OMV Neptun BAT Study & ESIA | [13 empty] | Calc No | [11 empty] | lb | kg | 0.454
Calculation Title |  |  | Emissions Inventory | [13 empty] | Phase/CTR |  |  | Normal Operations | [8 empty] | scf | Sm3 | 0.028373
Elec File Location | [28 empty] | lb/106 scf | kg/106 Sm3 | 16.9126
[29 empty] | MJ | Btu | 947
Project File Location | [16 empty] | Page | [11 empty] | L | Sm3 | 0.001
HP Flare - Partial Blowdown - Pelican Pipeline | [28 empty] | MMBTU | MJ | 1055.9662
EQUIPMENT: |  |  | Flare
Emissions Factors: |  |  | MW |  |  | Density |  | LHV |  | HHV |  |  | NOx |  | NOx |  |  | CO |  | CO |  | PM |  | PM
|  |  | g/mol |  |  | kg/Sm³ |  | MJ/kg |  | MJ/Sm³ |  |  | kg/106 Sm³ |  | kg/kg fuel |  |  | kg/106 Sm³ |  | kg/kg fuel |  | kg/106 Sm³ |  | kg/kg fuel |  |  |  |  | NOx |  |  | CO
AP 42 Std Gas | [9 empty] | 37.96 |  |  | 1173.0576 |  |  |  |  | 6382.8137 |  |  |  | 40 |  |  |  | Average Natural Gas |  |  | lb/MMBtu | lb/106 scf | kg/106 Sm3 | lb/MMBtu | lb/106 scf | kg/106 Sm3
Flare - Blowdown |  |  | 16.12 |  |  | 0.699 |  | 49.78 |  | 37.77 |  |  | 1178.9587 |  | 0.0016866 |  |  | 6414.9221 |  | 0.0091773 |  | 40.2012 |  | 5.7512e-05 |  | EPA Std Temp = | 60 | °F | 0.068 | 69.36 | 1173.0576 | 0.37 | 377.4 | 6382.8137
[6 empty] | 1.05 | [19 empty] | = | 15.5556 | °C
Emissions Factors: |  |  | CH4 |  |  | CH4 |  | SO2 |  | SO2 |  |  | VOC |  | VOC |  |  | N20 |  | N2O
|  |  | kg/106 Sm³ |  |  | kg/kg fuel |  | kg/106 Sm³ |  | kg/kg fuel |  |  | kg/106 Sm³ |  | kg/kg fuel |  |  | kg/106 Sm³ |  | kg/kg fuel | [8 empty] | PM |  |  | CH4
AP 42 Std Gas |  |  | 2415.1187 | [25 empty] | ug/L | kg/Sm3 | kg/106 Sm3 | lb/MMBtu | lb/106 scf | kg/106 Sm3
Flare - Blowdown |  |  | 2427.2678 |  |  | 0.0034725 | [22 empty] | 40 | 4e-05 | 40 | 0.14 | 142.8 | 2415.1187
[26 empty] | 138054.3634 |  |  | 40 | 3.788e-11 | 3.788e-05
Furnace Duty: | [12 empty] | Fuel Consumption:
Duty Requirement |  |  |  | MW |  |  | Furnace Efficiency |  |  |  |  | % | Flare - Blowdown |  |  | 96500 |  |  | kg/h | 5986.3524 | kmol/h |  | 1334.3806 |  | MW | 0
Fired Duty |  |  |  | MW | [21 empty] | 0
Fuel Gas: |  | HP Flare - Blowdown | [11 empty] | Early field life - Max Pressure - Partial Blowdown. SWP Trip (320barg) on high high pressure - Restart requiring blowdown from SITHP to Restart Pressure (assumed to 100bara). Assumed one per year event (18 te); expected to be less frequent as ICSS would be configured to avoid SITHP conditions in Domino Flowline. Volume of 1.5km tie back and 140m riser section (+10% margin on volume to cover manifolds etc). Total Volume for ESIA assumed 106m3. 96,500 kg/h (11min flaring of total 18te, assuming a max flare rate of 120MMScfd).
Compositions |  |  |  |  | Air |  |  | Total Feed | Combustion Products
[5 empty] | Comb |  | XS | [18 empty] | Reactant | [5 empty] | Combustion Air |  | Products
Component |  | Mol Frac | kmol/h |  | kmol/h |  | kmol/h | kg/h | Mol Frac |  | kmol/h |  | kg/h | [12 empty] | C | H | O | N | S | MW | O2 | N2 | CO2 | H2O | N2 | SO2 |  | Fuel Gas | Acid Gas
H2 |  | 0 | 0 |  |  |  |  | 0 | [18 empty] | 2 |  |  |  | 2.016 | 0.5 | 1.881 | 0 | 1 | 1.881 | 0 | Nitrogen | 0.0142 | 0.0003
CH4 |  | 0.9963 | 5964.2029 |  |  |  |  | 95677.7422 | 0.0018964 |  | 119.2841 |  | 1913.5548 | [12 empty] | 1 | 4 |  |  |  | 16.042 | 2 | 7.5238 | 1 | 2 | 7.5238 | 0 | CO2 | 0.0096 | 0.7754
C2H4 |  | 0 | 0 |  |  |  |  | 0 | 0 | [6 empty] | 1334.3806 | MW | [8 empty] | 2 | 4 |  |  |  | 28.052 | 3 | 11.2857 | 2 | 2 | 11.2857 | 0 | Methane | 0.605 | 0.0143
C2H6 |  | 0.0007 | 4.1904 |  |  |  |  | 125.9983 | 0 |  | 0 |  | 0 |  |  |  | hrs pa | [8 empty] | 2 | 6 |  |  |  | 30.068 | 3.5 | 13.1667 | 2 | 3 | 13.1667 | 0 | Ethane | 0.1752 | 0.0019
C3H6 |  | 0 | 0 |  |  |  |  | 0 | 0 | [6 empty] | 0 | MWhr pa | [8 empty] | 3 | 6 |  |  |  | 42.078 | 4.5 | 16.9286 | 3 | 3 | 16.9286 | 0 | Propane | 0.1139 | 0.0036
C3H8 |  | 0.0002 | 1.1973 |  |  |  |  | 52.7924 | 0 |  | 0 |  | 0 |  |  | 0 | GJ pa | [8 empty] | 3 | 8 |  |  |  | 44.094 | 5 | 18.8095 | 3 | 4 | 18.8095 | 0 | i-Butane | 0.0171 | 0.001
iC4H8 |  | 0 | 0 |  |  |  |  | 0 | 0 | [16 empty] | 4 | 8 |  |  |  | 56.104 | 6 | 22.5714 | 4 | 4 | 22.5714 | 0 | n-Butane | 0.0459 | 0.0024
iC4H10 |  | 0.0001 | 0.59864 |  |  |  |  | 34.7927 | 0 |  | 0 |  | 0 | [12 empty] | 4 | 10 |  |  |  | 58.12 | 6.5 | 24.4524 | 4 | 5 | 24.4524 | 0 | i-Pentane | 0.0082 | 0.0016
nC4H10 |  | 0 | 0 |  |  |  |  | 0 | 0 |  | 0 |  | 0 | [12 empty] | 4 | 10 |  |  |  | 58.12 | 6.5 | 24.4524 | 4 | 5 | 24.4524 | 0 | 22-Mpropane | 0.0002 | 0
iC5H12 |  | 0.0001 | 0.59864 |  |  |  |  | 43.1891 | 0 |  | 0 |  | 0 |  |  | Stream 9 HP Flare & LP Flare | [9 empty] | 5 | 12 |  |  |  | 72.146 | 8 | 30.0952 | 5 | 6 | 30.0952 | 0 | n-Pentane | 0.0089 | 0.0019
nC5H12 |  | 0.0001 | 0.59864 |  |  |  |  | 43.1891 | 0 |  | 0 |  | 0 | [12 empty] | 5 | 12 |  |  |  | 72.146 | 8 | 30.0952 | 5 | 6 | 30.0952 | 0 | Benzene | 0.0002 | 0.0003
nC6H14 |  | 0.0002 | 1.1973 |  |  |  |  | 103.1712 | 0 |  | 0 |  | 0 |  |  | 18 | te/y | [8 empty] | 6 | 14 |  |  |  | 86.172 | 9.5 | 35.7381 | 6 | 7 | 35.7381 | 0 | Toluene | 0 | 0.0005
He |  | 0 | 0 |  |  |  |  | 0 | 0 | [6 empty] | 11 | min | [13 empty] | 4.003 | [6 empty] | E-Benzene | 0 | 0.0001
H2S |  | 0 | 0 |  |  |  |  | 0 | 0 | [6 empty] | 0.18333 | h | [9 empty] | 2 |  |  | 1 | 34.016 | 1.5 | 5.6429 | 0 | 1 | 5.6429 | 1 | m-Xylene | 0 | 0.0004
O2 |  | 0 | 0 |  | 11973.902 |  | 0 | 383164.8635 | 0.0037929 |  | 238.5681 |  | 7634.1797 |  |  | 96500 | kg/h | for 120MMscfd limit | [9 empty] | 2 |  |  | 32 | 0 | 0 | 0 | 0 | 0 | 0 | o-Xylene | 0 | 0.0002
N2 |  | 0.0015 | 8.9795 |  | 45044.6789 |  | 0 | 1261502.4359 | 0.71625 |  | 45051.8893 |  | 1261452.9001 | [15 empty] | 2 |  | 28 | 0 | 0 | 0 | 0 | 1 | 0 | C6* | 0.0015 | 0
CO |  | 0 | 0 |  |  |  |  | 0 | 0.00050267 |  | 31.6176 |  | 885.608 | [12 empty] | 1 |  | 1 |  |  | 28.01 | [6 empty] | C7-10* | 0.0001 | 0
CO2 |  | 0.0008 | 4.7891 |  |  |  |  | 210.7675 | 0.091077 |  | 5728.715 |  | 252120.7464 | [12 empty] | 1 |  | 2 |  |  | 44.01 | [6 empty] | C11-15* | 0 | 0
NO2 |  | 0 | 0 |  |  |  |  | 0 | 5.6253e-05 |  | 3.5383 |  | 162.7604 | [14 empty] | 2 | 1 |  | 46 | [6 empty] | C16-20* | 0 | 0
SO2 |  | 0 | 0 |  |  |  |  | 0 | 0 |  | 0 |  | 0 | [14 empty] | 2 |  | 1 | 64 | [6 empty] | C21-25* | 0 | 0
H2O |  | 0 | 0 |  |  |  |  | 0 | 0.18642 |  | 11725.7557 |  | 211251.2148 | [13 empty] | 2 | 1 |  |  | 18.016 | [6 empty] | C26-29* | 0 | 0
Total |  | 1 | 6106.139 |  | 57018.5809 |  | 0 | 1740958.942 | 1 |  | 62899.368 |  | 1735420.9643 | [24 empty] | C30-35* | 0 | 0
Emissions rates | [6 empty] | g/s |  |  |  |  | tpa | [25 empty] | C36+* | 0 | 0
PM10 Emission rate estimated as: | [6 empty] | 1.5417 | 5.55 | kg/h |  | 0.0010175 | [26 empty] | C6_1* | 0 | 0.0045
NOx Emission rate estimate as: | [6 empty] | 45.2112 | 162.7604 | kg/h |  | 0.029839 | [26 empty] | C7-10_1* | 0 | 0.0158
CO Emission rate estimate as: | [6 empty] | 246.0022 | 885.608 | kg/h |  | 0.16236
VOC Emission rate estimated as: | [6 empty] | 0 | 0 | kg/h |  | 0
CH4 Emissions estimate rate: | [6 empty] | 531.543 | 1913.5548 | kg/h |  | 0.35082
SO2 Emissions estimate rate: | [6 empty] | 0 |  | kg/h |  | 0
N2O Emission rate estimated as: | [6 empty] | 0 |  | kg/h |  | 0
CO2 Emission rate estimated as: | [6 empty] | 73253.5808 | 263712.8907 | kg/h |  | 48.3474
NOTES:
1. | Emission factors have been taken from Table 13.5-1 in AP42: Emission Factors for Flare operations [Ref 3]. | [36 empty] | C16-20_1* | 0 | 0
2. | Properties obtained from HMB stream 9 [Ref 1]. | [36 empty] | C21-25_1* | 0 | 0
3. | Assume incomplete combustion so 98% conversion of CH4 in stream to CO2. | [36 empty] | C26-29_1* | 0 | 0
4. | LHV, HHV based on typical Heating Values for a methane rich stream for normal operation [Ref 12].
5. | Flowrate taken from ESIA Emissions Assumptions List [Ref 2]. | [36 empty] | C36+_1* | 0 | 0
[38 empty] | C6_2* | 0.0003 | 0
[38 empty] | C7-10_2* | 0 | 0
[38 empty] | C11-15_2* | 0 | 0
[38 empty] | C16-20_2* | 0 | 0
[38 empty] | C21-25_3* | 0 | 0
[38 empty] | C26-29_2* | 0 | 0
[38 empty] | C30-35_2* | 0 | 0
[38 empty] | C36+_2* | 0 | 0
[38 empty] | H2O | 0.0001 | 0.1753

## PBD DP
CALCULATION SHEET
[29 empty] | From | To | Multiply by
Customer |  |  | OMVP | [13 empty] | Proj No |  |  | PRJ-001030 | [8 empty] | lb/MMBtu | lb/106 scf | 1020
Project Title |  |  | OMV Neptun BAT Study & ESIA | [13 empty] | Calc No | [11 empty] | lb | kg | 0.454
Calculation Title |  |  | Emissions Inventory | [13 empty] | Phase/CTR |  |  | Normal Operations | [8 empty] | scf | Sm3 | 0.028373
Elec File Location | [28 empty] | lb/106 scf | kg/106 Sm3 | 16.9126
[29 empty] | MJ | Btu | 947
Project File Location | [16 empty] | Page | [11 empty] | L | Sm3 | 0.001
HP Flare - Partial Blowdown - Domino Pipeline | [28 empty] | MMBTU | MJ | 1055.9662
EQUIPMENT: |  |  | Flare
Emissions Factors: |  |  | MW |  |  | Density |  | LHV |  | HHV |  |  | NOx |  | NOx |  |  | CO |  | CO |  | PM |  | PM
|  |  | g/mol |  |  | kg/Sm³ |  | MJ/kg |  | MJ/Sm³ |  |  | kg/106 Sm³ |  | kg/kg fuel |  |  | kg/106 Sm³ |  | kg/kg fuel |  | kg/106 Sm³ |  | kg/kg fuel |  |  |  |  | NOx |  |  | CO
AP 42 Std Gas | [9 empty] | 37.96 |  |  | 1173.0576 |  |  |  |  | 6382.8137 |  |  |  | 40 |  |  |  | Average Natural Gas |  |  | lb/MMBtu | lb/106 scf | kg/106 Sm3 | lb/MMBtu | lb/106 scf | kg/106 Sm3
Flare - Blowdown |  |  | 16.12 |  |  | 0.699 |  | 49.78 |  | 37.77 |  |  | 1178.9587 |  | 0.0016866 |  |  | 6414.9221 |  | 0.0091773 |  | 40.2012 |  | 5.7512e-05 |  | EPA Std Temp = | 60 | °F | 0.068 | 69.36 | 1173.0576 | 0.37 | 377.4 | 6382.8137
[26 empty] | = | 15.5556 | °C
Emissions Factors: |  |  | CH4 |  |  | CH4 |  | SO2 |  | SO2 |  |  | VOC |  | VOC |  |  | N20 |  | N2O
|  |  | kg/106 Sm³ |  |  | kg/kg fuel |  | kg/106 Sm³ |  | kg/kg fuel |  |  | kg/106 Sm³ |  | kg/kg fuel |  |  | kg/106 Sm³ |  | kg/kg fuel | [8 empty] | PM |  |  | CH4
AP 42 Std Gas |  |  | 2415.1187 | [25 empty] | ug/L | kg/Sm3 | kg/106 Sm3 | lb/MMBtu | lb/106 scf | kg/106 Sm3
Flare - Blowdown |  |  | 2427.2678 |  |  | 0.0034725 | [22 empty] | 40 | 4e-05 | 40 | 0.14 | 142.8 | 2415.1187
[26 empty] | 138054.3634 |  |  | 40 | 3.788e-11 | 3.788e-05
Furnace Duty: | [12 empty] | Fuel Consumption:
Duty Requirement |  |  |  | MW |  |  | Furnace Efficiency |  |  |  |  | % | Flare - Blowdown |  |  | 96500 |  |  | kg/h | 5986.3524 | kmol/h |  | 1334.3806 |  | MW | 0
Fired Duty |  |  |  | MW | [21 empty] | 0
Fuel Gas: |  | HP Flare - Blowdown | [11 empty] | Early field life - Max Pressure - Partial Blowdown SWP Trip (320barg) on high high pressure - Restart requiring blowdown from SITHP to Restart Pressure (assumed to 100bara). Assumed one per year event (605 te); expected to be less frequent as ICSS would be configured to avoid SITHP conditions in Domino Flowline. Volume of 26km tie back to DC1 and further 10km tieback to DC2 Total Volume for ESIA assumed 3,600m3. Peak = 96,500 kg/h (6.3h flaring of total 605te, assuming a max flare rate of 120MMScfd).
Compositions |  |  |  |  | Air |  |  | Total Feed | Combustion Products
[5 empty] | Comb |  | XS | [18 empty] | Reactant | [5 empty] | Combustion Air |  | Products
Component |  | Mol Frac | kmol/h |  | kmol/h |  | kmol/h | kg/h | Mol Frac |  | kmol/h |  | kg/h | [12 empty] | C | H | O | N | S | MW | O2 | N2 | CO2 | H2O | N2 | SO2 |  | Fuel Gas | Acid Gas
H2 |  | 0 | 0 |  |  |  |  | 0 | [18 empty] | 2 |  |  |  | 2.016 | 0.5 | 1.881 | 0 | 1 | 1.881 | 0 | Nitrogen | 0.0142 | 0.0003
CH4 |  | 0.9963 | 5964.2029 |  |  |  |  | 95677.7422 | 0.0018964 |  | 119.2841 |  | 1913.5548 | [12 empty] | 1 | 4 |  |  |  | 16.042 | 2 | 7.5238 | 1 | 2 | 7.5238 | 0 | CO2 | 0.0096 | 0.7754
C2H4 |  | 0 | 0 |  |  |  |  | 0 | 0 | [6 empty] | 1334.3806 | MW | [8 empty] | 2 | 4 |  |  |  | 28.052 | 3 | 11.2857 | 2 | 2 | 11.2857 | 0 | Methane | 0.605 | 0.0143
C2H6 |  | 0.0007 | 4.1904 |  |  |  |  | 125.9983 | 0 |  | 0 |  | 0 |  |  |  | hrs pa | [8 empty] | 2 | 6 |  |  |  | 30.068 | 3.5 | 13.1667 | 2 | 3 | 13.1667 | 0 | Ethane | 0.1752 | 0.0019
C3H6 |  | 0 | 0 |  |  |  |  | 0 | 0 | [6 empty] | 0 | MWhr pa | [8 empty] | 3 | 6 |  |  |  | 42.078 | 4.5 | 16.9286 | 3 | 3 | 16.9286 | 0 | Propane | 0.1139 | 0.0036
C3H8 |  | 0.0002 | 1.1973 |  |  |  |  | 52.7924 | 0 |  | 0 |  | 0 |  |  | 0 | GJ pa | [8 empty] | 3 | 8 |  |  |  | 44.094 | 5 | 18.8095 | 3 | 4 | 18.8095 | 0 | i-Butane | 0.0171 | 0.001
iC4H8 |  | 0 | 0 |  |  |  |  | 0 | 0 | [16 empty] | 4 | 8 |  |  |  | 56.104 | 6 | 22.5714 | 4 | 4 | 22.5714 | 0 | n-Butane | 0.0459 | 0.0024
iC4H10 |  | 0.0001 | 0.59864 |  |  |  |  | 34.7927 | 0 |  | 0 |  | 0 | [12 empty] | 4 | 10 |  |  |  | 58.12 | 6.5 | 24.4524 | 4 | 5 | 24.4524 | 0 | i-Pentane | 0.0082 | 0.0016
nC4H10 |  | 0 | 0 |  |  |  |  | 0 | 0 |  | 0 |  | 0 |  |  | Stream 9 HP Flare & LP Flare | [9 empty] | 4 | 10 |  |  |  | 58.12 | 6.5 | 24.4524 | 4 | 5 | 24.4524 | 0 | 22-Mpropane | 0.0002 | 0
iC5H12 |  | 0.0001 | 0.59864 |  |  |  |  | 43.1891 | 0 |  | 0 |  | 0 | [12 empty] | 5 | 12 |  |  |  | 72.146 | 8 | 30.0952 | 5 | 6 | 30.0952 | 0 | n-Pentane | 0.0089 | 0.0019
nC5H12 |  | 0.0001 | 0.59864 |  |  |  |  | 43.1891 | 0 |  | 0 |  | 0 |  |  | 605 | te/y | [8 empty] | 5 | 12 |  |  |  | 72.146 | 8 | 30.0952 | 5 | 6 | 30.0952 | 0 | Benzene | 0.0002 | 0.0003
nC6H14 |  | 0.0002 | 1.1973 |  |  |  |  | 103.1712 | 0 |  | 0 |  | 0 |  |  |  | min | [8 empty] | 6 | 14 |  |  |  | 86.172 | 9.5 | 35.7381 | 6 | 7 | 35.7381 | 0 | Toluene | 0 | 0.0005
He |  | 0 | 0 |  |  |  |  | 0 | 0 | [6 empty] | 6.3 | h | [13 empty] | 4.003 | [6 empty] | E-Benzene | 0 | 0.0001
H2S |  | 0 | 0 |  |  |  |  | 0 | 0 | [6 empty] | 96500 | kg/h | for 120MMscfd limit | [8 empty] | 2 |  |  | 1 | 34.016 | 1.5 | 5.6429 | 0 | 1 | 5.6429 | 1 | m-Xylene | 0 | 0.0004
O2 |  | 0 | 0 |  | 11973.902 |  | 0 | 383164.8635 | 0.0037929 |  | 238.5681 |  | 7634.1797 | [14 empty] | 2 |  |  | 32 | 0 | 0 | 0 | 0 | 0 | 0 | o-Xylene | 0 | 0.0002
N2 |  | 0.0015 | 8.9795 |  | 45044.6789 |  | 0 | 1261502.4359 | 0.71625 |  | 45051.8893 |  | 1261452.9001 | [15 empty] | 2 |  | 28 | 0 | 0 | 0 | 0 | 1 | 0 | C6* | 0.0015 | 0
CO |  | 0 | 0 |  |  |  |  | 0 | 0.00050267 |  | 31.6176 |  | 885.608 | [12 empty] | 1 |  | 1 |  |  | 28.01 | [6 empty] | C7-10* | 0.0001 | 0
CO2 |  | 0.0008 | 4.7891 |  |  |  |  | 210.7675 | 0.091077 |  | 5728.715 |  | 252120.7464 | [12 empty] | 1 |  | 2 |  |  | 44.01 | [6 empty] | C11-15* | 0 | 0
NO2 |  | 0 | 0 |  |  |  |  | 0 | 5.6253e-05 |  | 3.5383 |  | 162.7604 | [14 empty] | 2 | 1 |  | 46 | [6 empty] | C16-20* | 0 | 0
SO2 |  | 0 | 0 |  |  |  |  | 0 | 0 |  | 0 |  | 0 | [14 empty] | 2 |  | 1 | 64 | [6 empty] | C21-25* | 0 | 0
H2O |  | 0 | 0 |  |  |  |  | 0 | 0.18642 |  | 11725.7557 |  | 211251.2148 | [13 empty] | 2 | 1 |  |  | 18.016 | [6 empty] | C26-29* | 0 | 0
Total |  | 1 | 6106.139 |  | 57018.5809 |  | 0 | 1740958.942 | 1 |  | 62899.368 |  | 1735420.9643 | [24 empty] | C30-35* | 0 | 0
Emissions rates | [6 empty] | g/s |  |  |  |  | tpa | [25 empty] | C36+* | 0 | 0
PM10 Emission rate estimated as: | [6 empty] | 1.5417 | 5.55 | kg/h |  | 0.034965 | [26 empty] | C6_1* | 0 | 0.0045
NOx Emission rate estimate as: | [6 empty] | 45.2112 | 162.7604 | kg/h |  | 1.0254 | [26 empty] | C7-10_1* | 0 | 0.0158
CO Emission rate estimate as: | [6 empty] | 246.0022 | 885.608 | kg/h |  | 5.5793
VOC Emission rate estimated as: | [6 empty] | 0 | 0 | kg/h |  | 0
CH4 Emissions estimate rate: | [6 empty] | 531.543 | 1913.5548 | kg/h |  | 12.0554
SO2 Emissions estimate rate: | [6 empty] | 0 |  | kg/h |  | 0
N2O Emission rate estimated as: | [6 empty] | 0 |  | kg/h |  | 0
CO2 Emission rate estimated as: | [6 empty] | 73253.5808 | 263712.8907 | kg/h |  | 1661.3912
NOTES:
1. | Emission factors have been taken from Table 13.5-1 in AP42: Emission Factors for Flare operations [Ref 3]. | [36 empty] | C16-20_1* | 0 | 0
2. | Properties obtained from HMB stream 9 [Ref 1]. | [36 empty] | C21-25_1* | 0 | 0
3. | Assume incomplete combustion so 98% conversion of CH4 in stream to CO2. | [36 empty] | C26-29_1* | 0 | 0
4. | LHV, HHV based on typical Heating Values for a methane rich stream for normal operation [Ref 12].
5. | Flowrate taken from ESIA Emissions Assumptions List [Ref 2]. | [36 empty] | C36+_1* | 0 | 0
[38 empty] | C6_2* | 0.0003 | 0
[38 empty] | C7-10_2* | 0 | 0
[38 empty] | C11-15_2* | 0 | 0
[38 empty] | C16-20_2* | 0 | 0
[38 empty] | C21-25_3* | 0 | 0
[38 empty] | C26-29_2* | 0 | 0
[38 empty] | C30-35_2* | 0 | 0
[38 empty] | C36+_2* | 0 | 0
[38 empty] | H2O | 0.0001 | 0.1753

## T H (E-M)
CALCULATION SHEET
Customer |  |  | OMVP |  |  | Proj No | PRJ-001030
Project Title |  |  | OMV Neptun BAT Study & ESIA |  |  | Calc No
Calculation Title |  |  | Emissions Inventory |  |  | Phase/CTR | Normal Operations
Elec File Location | [5 empty] | Page
Project File Location
Transportation Emissions (Helicopter)
Emissions Factors: |  |  |  | EFs from [Ref 15]
Helicopter
NOx |  |  | te/te |  | 0.004
CO |  |  | te/te |  | 1.2
VOC |  |  | te/te |  | 0.019
SO2 |  |  | te/te |  | 0.001
CO2 |  |  | te/te |  | 3.1
Emissions: |  |  |  |  | Helicopter
NOx |  |  | tpa |  | 0.00017734
CO |  |  | tpa |  | 0.053201
VOC |  |  | tpa |  | 0.00084236
SO2 |  |  | tpa |  | 4.4335e-05
CO2 |  |  | tpa |  | 0.13744
|  | Distance travelled = |  | 320 | km/year
|  | Fuel Mileage = |  | 7217.8478 | km/tonne
|  | Density of Fuel = |  | 762 | kg/m3
Notes:
1. | Emission factors taken from Table 3.3 [Ref 15].
2. | Trip distance to SWP based on approximate distance to SWP [Ref 2].
3. | One emergency trip per year assumed for either maintenance or other emergency.
4. | Distance to SWP and back is 160km(*2=320km). Used value of 5.5km/L divided by aviation fuel density of 762 kg/m3 [Ref 16].
5. | CO2 EF taken from [Ref 17].

## AOT V
CALCULATION SHEET
Customer |  |  | OMVP | [5 empty] | Proj No | PRJ-001030
Project Title |  |  | OMV Neptun BAT Study & ESIA | [5 empty] | Calc No
Calculation Title |  |  | Emissions Inventory | [5 empty] | Phase/CTR | Abnormal Ops
Elec File Location | [8 empty] | Page
Project File Location
Transportation Emissions (Vessels using MGO)
Emissions Factors: |  |  |  |  | EFs from [Ref 14]
MGO Users
NOx |  |  | te/te |  |  | 0.0722
CO |  |  | te/te |  |  | 0.00384
VOC |  |  | te/te |  |  | 0.00175
SO2 |  |  | te/te |  |  | 0.00182
CO2 |  |  | te/te |  |  | 3.206
Emissions: |  |  |  |  | Supply Boat for SWP | Subsea Intervention |  | Total
No. of Days |  |  |  |  | 3 | 4
Fuel Consumption |  |  | te/day |  | 20 | 20
Fuel Consumption |  |  |  | te | 240 | 80 |  | 320
NOx |  |  | tpa |  | 17.328 | 5.776 |  | 23.104
CO |  |  | tpa |  | 0.9216 | 0.3072 |  | 1.2288
VOC |  |  | tpa |  | 0.42 | 0.14 |  | 0.56
SO2 |  |  | tpa |  | 0.4368 | 0.1456 |  | 0.5824
CO2 |  |  | tpa |  | 769.44 | 256.48 |  | 1025.92
|  | Density of Fuel = |  |  | 860 | kg/m3 | [Ref 13]
Notes:
1. | Emission factors taken from Table 0-2 [Ref 15].
2. | The density of MGO taken as 860 kg/m3 (at 15°C). [Ref 13].
3. | Operational days during operation period and fuel consumption taken from [Ref 2].
4. | CO2 EF taken from [Ref 18].
5. | 4 Supply boats for SWP [Ref 2].

## SWP HU
CALCULATION SHEET
Crude Emission factors
[35 empty] | lb/ 1000gal | HHV | 150 | MMBTU/1000gal
[29 empty] | From | To | Multiply by |  |  | Nox | 20 |  | 0.13333 | lb/MMBTU
Customer |  |  | OMVP | [13 empty] | Proj No |  |  | PRJ-001030 | [8 empty] | lb/MMBtu | lb/106 scf | 1020 |  |  | CO | 5 |  | 0.033333
Project Title |  |  | OMV Neptun BAT Study & ESIA | [13 empty] | Calc No | [11 empty] | lb | kg | 0.454 |  |  | PM | 7 |  | 0.046667
Calculation Title |  |  | Emissions Inventory | [13 empty] | Phase/CTR |  |  | Construction | [8 empty] | scf | Sm3 | 0.028373 |  |  | SO2 | 1.5 |  | 0.01
Elec File Location | [28 empty] | lb/106 scf | kg/106 Sm3 | 16.9126 |  |  | VOC | 1.04 |  | 0.0069333
[29 empty] | MJ | Btu | 947 |  |  | N2O | 0.53 |  | 0.0035333
Project File Location | [16 empty] | Page
Temporary Power Generators - SWP Hook Up
[29 empty] | No.6 | 150 | MMBTU/1000 gallons |  | 5.7378e-17
EQUIPMENT: |  |  | Diesel Generator | [26 empty] | 41792.8579
Emissions Factors: |  |  | MW |  |  | Density |  | LHV |  |  | HHV |  |  | NOx | NOx |  |  | CO |  | CO |  | PM |  | PM |  |  |  |  | HHV |  | NOx |  |  | CO
|  |  | g/mol |  |  | kg/Sm³ |  | MJ/kg |  |  | MJ/Sm³ |  |  | kg/106 Sm³ | kg/kg fuel |  |  | kg/106 Sm³ |  | kg/kg fuel |  | kg/106 Sm³ |  | kg/kg fuel |  |  |  |  | Btu/scf | MJ/Sm3 | lb/MMBtu | kg/MJ | kg/106 Sm3 | lb/MMBtu | kg/MJ | kg/106 Sm3
Reference Gas | [10 empty] | 44.8902 |  |  | 55161.6 |  |  |  | 14652.3 |  |  |  | 1723.8 |  |  |  | Average Natural Gas |  |  | 1020 | 37.9563 | 0.13333 | 5.7374e-05 | 2575.5436 | 0.033333 | 1.4344e-05 | 643.8859
Diesel |  |  | 305.241 |  |  | 832.5 |  | 42.588 |  |  | 45.612 |  |  | 56048.5644 | 6.7326e-05 |  |  | 14887.8999 |  | 1.7883e-05 |  | 1751.5176 |  | 2.1039e-06 |  | EPA Std Temp = | 60 | °F |  |  | PM |  |  | CH4
[26 empty] | = | 15.5556 | °C |  |  | lb/MMBtu | kg/MJ | kg/106 Sm3 | lb/MMBtu | kg/MJ | kg/106 Sm3
Emissions Factors: |  |  | CH4 |  |  | CH4 |  | SO2 |  |  | SO2 |  |  | VOC | VOC |  |  | N2O |  | N2O |  | EFs from EPA-42 Table 3.4-1 |  |  |  | Proj Std Temp. = | 15.6 | °C |  |  | 0.046667 | 2.0081e-05 | 901.4403 | 0.37446 | 0.00016113 | 7233.2855
|  |  | kg/106 Sm³ |  |  | kg/kg fuel |  | kg/106 Sm³ |  |  | kg/kg fuel |  |  | kg/106 Sm³ | kg/kg fuel |  |  | kg/106 Sm³ |  | kg/kg fuel | [10 empty] | VOC
Reference Gas | [7 empty] | 17410.38 | [22 empty] | lb/MMBtu | kg/MJ | kg/106 Sm3
Diesel | [7 empty] | 17690.3281 |  |  | 2.125e-05 | [19 empty] | 0.0069333 | 2.9835e-06 | 133.9283
[31 empty] | SO2 |  |  | N2O
Furnace Duty: | [13 empty] | Fuel Consumption: | [16 empty] | lb/MMBtu | kg/MJ | kg/106 Sm3 | lb/MMBtu | kg/MJ | kg/106 Sm3
Duty Requirement |  |  | 1 | MW |  |  | Furnace Efficiency | [5 empty] | % | Diesel |  | 208.125 |  |  | kg/h | 0.68184 | kmol/h |  | 2.4621 |  | MW | 0 |  |  |  |  | 0.01 | 4.3031e-06 | 193.1658 | 0.0035333 | 1.5204e-06 | 68.2519
Fired Duty |  |  |  | MW | [21 empty] | 0
|  | Diesel | [13 empty] | 2.4621 | MW
Compositions |  |  |  |  | Air |  |  | Total Feed |  | Combustion Products | [5 empty] | 2880 | hrs pa
[5 empty] | Comb |  | XS | [8 empty] | 7090.902 | MWhr pa | [8 empty] | REACTANT | [5 empty] | REQ. COMBUSTION AIR |  | PRODUCTS
Component |  | Mol Frac | kmol/h |  | kmol/h |  | kmol/h | kg/h |  | Mol Frac |  | kmol/h |  | kg/h |  | 25527.2472 | GJ pa | [8 empty] | C | H | O | N | S | MW | O2 | N2 | CO2 | H2O | N2 | SO2
H2 |  | 0 | 0 |  |  |  |  | 0 |  | 0 |  | 0 |  | 0 | [12 empty] | 2 |  |  |  | 2.016 | 0.5 | 1.881 | 0 | 1 | 1.881 | 0 |  | Nitrogen | 1.4415e-10
CH4 |  | 3.7673e-06 | 2.5687e-06 |  |  |  |  | 4.1207e-05 |  | 0 |  | 0 |  | 0 | 250 litres per hour, 24 hours a day for 120 days = 0.208125 te/hr = 208.125 kg/h. 1 MW Power Generation. | [10 empty] | 1 | 4 |  |  |  | 16.042 | 2 | 7.5238 | 1 | 2 | 7.5238 | 0 |  | CO2 | 1.0484e-06
C2H4 |  | 0 | 0 |  |  |  |  | 0 |  | 0 |  | 0 |  | 0 | [11 empty] | 2 | 4 |  |  |  | 28.052 | 3 | 11.2857 | 2 | 2 | 11.2857 | 0 |  | Methane | 3.7673e-06
C2H6 |  | 0.00023202 | 0.0001582 |  |  |  |  | 0.0047568 |  | 0 |  | 0 |  | 0 | [11 empty] | 2 | 6 |  |  |  | 30.068 | 3.5 | 13.1667 | 2 | 3 | 13.1667 | 0 |  | Ethane | 0.00023202
C3H6 |  | 0 | 0 |  |  |  |  | 0 |  | 0 |  | 0 |  | 0 | [11 empty] | 3 | 6 |  |  |  | 42.078 | 4.5 | 16.9286 | 3 | 3 | 16.9286 | 0 |  | Propane | 0.004114
C3H8 |  | 0.004114 | 0.0028051 |  |  |  |  | 0.12369 |  | 0 |  | 0 |  | 0 | [11 empty] | 3 | 8 |  |  |  | 44.094 | 5 | 18.8095 | 3 | 4 | 18.8095 | 0 |  | i-Butane | 0.0042988
iC4H8 |  | 0 | 0 |  |  |  |  | 0 |  | 0 |  | 0 |  | 0 | [11 empty] | 4 | 8 |  |  |  | 56.104 | 6 | 22.5714 | 4 | 4 | 22.5714 | 0 |  | n-Butane | 0.013311
iC4H10 |  | 0.0042988 | 0.0029311 |  |  |  |  | 0.17035 |  | 0 |  | 0 |  | 0 | [11 empty] | 4 | 10 |  |  |  | 58.12 | 6.5 | 24.4524 | 4 | 5 | 24.4524 | 0 |  | i-Pentane | 0.014451
nC4H10 |  | 0.013311 | 0.0090759 |  |  |  |  | 0.52749 |  | 0 |  | 0 |  | 0 | [11 empty] | 4 | 10 |  |  |  | 58.12 | 6.5 | 24.4524 | 4 | 5 | 24.4524 | 0 |  | 22-Mpropane | 6.3635e-05
iC5H12 |  | 0.014451 | 0.009853 |  |  |  |  | 0.71085 |  | 0 |  | 0 |  | 0 | [11 empty] | 5 | 12 |  |  |  | 72.146 | 8 | 30.0952 | 5 | 6 | 30.0952 | 0 |  | n-Pentane | 0.018658
nC5H12 |  | 0.018658 | 0.012722 |  |  |  |  | 0.91782 |  | 0 |  | 0 |  | 0 | [11 empty] | 5 | 12 |  |  |  | 72.146 | 8 | 30.0952 | 5 | 6 | 30.0952 | 0 |  | Benzene | 0.002327
nC22* |  | 0.94337 | 0.64323 |  |  |  |  | 205.6429 |  | 0 |  | 0 |  | 0 | [11 empty] | 22.65 | 47.3 |  |  |  | 319.7049 | 34.475 | 129.6917 | 22.65 | 23.65 | 129.6917 | 0 |  | Toluene | 0.0042009
He |  | 0 | 0 |  |  |  |  | 0 |  | 0 |  | 0 |  | 0 | [16 empty] | 4.003 | [7 empty] | E-Benzene | 0.00092197
H2S |  | 0 | 0 |  |  |  |  | 0 |  | 0 |  | 0 |  | 0 | [12 empty] | 2 |  |  | 1 | 34.016 | 1.5 | 5.6429 | 0 | 1 | 5.6429 | 1 |  | m-Xylene | 0.0051351
O2 |  | 0 | 0 |  | 22.4485 |  | 3.3673 | 826.1042 |  | 0.026678 |  | 3.3673 |  | 107.7527 | [13 empty] | 2 |  |  | 32 | 0 | 0 | 0 | 0 | 0 | 0 |  | o-Xylene | 0.002295
N2 |  | 1.4415e-10 | 9.8289e-11 |  | 84.4491 |  | 8.244 | 2595.4059 |  | 0.73438 |  | 92.6928 |  | 2595.3974 | [14 empty] | 2 |  | 28 | 0 | 0 | 0 | 0 | 1 | 0 |  | C6* | 0.012247
CO |  | 0 | 0 |  |  |  |  | 0 |  | 1.0528e-06 |  | 0.00013288 |  | 0.003722 | [11 empty] | 1 |  | 1 |  |  | 28.01 | [7 empty] | C7-10* | 0.05923
CO2 |  | 1.0484e-06 | 7.1481e-07 |  |  |  |  | 3.1459e-05 |  | 0.11677 |  | 14.7386 |  | 648.6457 | [11 empty] | 1 |  | 2 |  |  | 44.01 | [7 empty] | C11-15* | 0.048153
NO2 |  | 0 | 0 |  |  |  |  | 0 |  | 2.4133e-06 |  | 0.00030461 |  | 0.014012 | [13 empty] | 2 | 1 |  | 46 | [7 empty] | C16-20* | 0.034142
N2O |  | 0 | [25 empty] | 1 | 2 |  | 44 | [7 empty] | C21-25* | 0.025927
SO2 |  | 0 | 0 |  |  |  |  | 0 |  | 5.4748e-07 |  | 6.9103e-05 |  | 0.0044226 | [13 empty] | 2 |  | 1 | 64 | [7 empty] | C26-29* | 0.015381
H2O |  | 0.0014952 | 0.0010195 |  |  |  |  | 0.018367 |  | 0.12217 |  | 15.4205 |  | 277.8162 | [12 empty] | 2 | 1 |  |  | 18.016 | [7 empty] | C30-35* | 0.016044
Total |  | 0.99994 | 0.68179 |  | 106.8975 |  | 11.6113 | 3629.6264 |  | 1 |  | 126.2197 |  | 3629.6341 | [24 empty] | C36+* | 0.040186
Emissions rates | [6 empty] | g/s | [31 empty] | C6_1* | 0.020505
NOx Emission rate estimate as: | [6 empty] | 0.0038923 | 0.014012 |  | kg/h |  | 0.040355 |  | tpa | [24 empty] | C7-10_1* | 0.12183
CO Emission rate estimate as: | [6 empty] | 0.0010339 | 0.003722 |  | kg/h |  | 0.010719 |  | tpa
PM Emission rate estimated as: | [6 empty] | 0.00012163 | 0.00043788 |  | kg/h |  | 0.0012611 |  | tpa
CH4 Emissions estimate rate: | [6 empty] | 0 | 0 |  | kg/h |  | 0 |  | tpa
VOC Emission rate estimated as: | [6 empty] | 0 | 0 |  | kg/h |  | 0 |  | tpa | [24 empty] | C11-15_1* | 0.1078
SO2 Emissions estimate rate: | [6 empty] | 0.0012285 | 0.0044226 |  | kg/h |  | 0.012737 |  | tpa
N2O Emission rate estimated as: | [6 empty] | 0 | 0 |  | kg/h |  | 0 |  | tpa
CO2 Emission rate estimated as: | [6 empty] | 175.0179 |  | 630.0643 | kg/h |  | 1814.5851 |  | tpa
Notes: | [38 empty] | C16-20_1* | 0.075641
1. | Emission factors have been taken from Section 1.3 in EPA AP42 based on No 4 oil [Ref 3]. | [37 empty] | C21-25_1* | 0.061705
2. | Average diesel density taken from [Ref 7] where minimum is 820 and maximum is 845. Average taken as 832.5 kg/m3. LHV = 11.83 KWh/kg and HHV = 12.67 KWh/kg. | [37 empty] | C26-29_1* | 0.04073
3. | Diesel fuel consumption rate taken from [Ref 2] and based on testing of engine at a capacity of 800 kW. | [37 empty] | C30-35_1* | 0.043895
[39 empty] | C36+_1* | 0.09828
[39 empty] | C6_2* | 0.0046103
[39 empty] | C7-10_2* | 0.024351
[39 empty] | C11-15_2* | 0.022612
[39 empty] | C16-20_2* | 0.016632
[39 empty] | C21-25_3* | 0.012041
[39 empty] | C26-29_2* | 0.0066817
[39 empty] | C30-35_2* | 0.0065662
[39 empty] | C36+_2* | 0.013299
[39 empty] | H2O | 0.0014952

## M P
CALCULATION SHEET
[30 empty] | From | To | Multiply by |  | Heater Duty (MW) | 24 | MW
Customer |  |  |  | OMVP | [13 empty] | Proj No |  |  | PRJ-001030 | [5 empty] | 1.1197 |  |  | lb/MMBtu | lb/106 scf | 1020 |  | Efficiency of the heater | 34% | = | 0.34
Project Title |  |  |  | OMV Neptun BAT Study & ESIA | [13 empty] | Calc No | [11 empty] | lb | kg | 0.454 |  | Heat released by the heater | 24 | = | 70.5882 | MW
Calculation Title |  |  |  | Emissions Inventory | [13 empty] | Phase/CTR |  |  | Construction | [8 empty] | scf | Sm3 | 0.028373 |  |  | 0.34
Elec File Location | [29 empty] | lb/106 scf | kg/106 Sm3 | 16.9126 |  | Fuel required | Heat Absorbed MWh | = | 254117.6471 | = | 4594.3327
[30 empty] | MJ | Btu | 947 |  |  | LHV of fuel, BTU/lb |  | 49.78
Project File Location | [17 empty] | Page | [11 empty] | Sm3 | L |  |  |  |  | = |  |  |  |  | = | #DIV/0! | kg/hr
Main Power Generation for Commissioning & Start Up | [39 empty] | 0 |  | MJ/kg
EQUIPMENT: |  |  |  | Gas Turbine
Emissions Factors: |  |  |  | MW |  |  | Density |  | LHV |  | HHV |  |  | NOx |  | NOx |  |  | CO |  | CO |  | PM |  | PM |  |  |  |  | HHV |  | NOx |  |  | CO
|  |  |  | g/mol |  |  | kg/Sm³ |  | MJ/kg |  | MJ/Sm³ |  |  | kg/106 Sm³ |  | kg/kg fuel |  |  | kg/106 Sm³ |  | kg/kg fuel |  | kg/106 Sm³ |  | kg/kg fuel |  |  |  |  | Btu/scf | MJ/Sm3 | lb/MMBtu | lb/106 scf | kg/106 Sm3 | lb/MMBtu | lb/106 scf | kg/106 Sm3
Reference Gas | [10 empty] | 37.9563 |  |  | 5519.4216 |  |  |  |  | 1414.3518 |  |  |  | 113.8381 |  |  |  | Average Natural Gas |  |  | 1020 | 37.9563 | 0.32 | 326.4 | 5519.4216 | 0.082 | 83.64 | 1414.3518
Fuel Gas |  |  |  | 16.2 |  |  | 0.683 |  | 49.78 |  | 37.77 |  |  | 5492.3314 |  | 0.0080415 |  |  | 1407.4099 |  | 0.0020606 |  | 113.2793 |  | 0.00016586 |  | EPA Std Temp = | 60 | °F |  |  | PM |  |  | CH4
[27 empty] | = | 15.5556 | °C |  |  | lb/MMBtu | lb/106 scf | kg/106 Sm3 | lb/MMBtu | lb/106 scf | kg/106 Sm3
Emissions Factors: |  |  |  | CH4 |  |  | CH4 |  | SO2 |  | SO2 |  |  | VOC |  | VOC |  |  | N20 |  | N2O | [5 empty] | Project Std. Temp. = | 15.6 | °C |  |  | 0.0066 | 6.732 | 113.8381 | 0.0086 | 8.772 | 148.3345
|  |  |  | kg/106 Sm³ |  |  | kg/kg fuel |  | kg/106 Sm³ |  | kg/kg fuel |  |  | kg/106 Sm³ |  | kg/kg fuel |  |  | kg/106 Sm³ |  | kg/kg fuel | [10 empty] | VOC |  |  | CO
Reference Gas |  |  |  | 148.3345 |  |  |  |  | 58.6439 |  |  |  |  | 36.2212 |  |  |  |  | 51.7446 | [12 empty] | lb/MMBtu | lb/106 scf | kg/106 Sm3 | lb/MMBtu | lb/106 scf | kg/106 Sm3
Fuel Gas |  |  |  | 147.6064 |  |  | 0.00021611 |  | 58.356 |  | 0 |  |  | 36.0434 |  | 5.2772e-05 |  |  | 51.4906 |  | 7.5389e-05 | [10 empty] | 0.0021 | 2.142 | 36.2212 | 0.082 | 83.64 | 1414.3518
[32 empty] | SO2 |  |  | N2O
Furnace Duty: | [13 empty] | Fuel Consumption: | [17 empty] | lb/MMBtu | lb/106 scf | kg/106 Sm3 | lb/MMBtu | lb/106 scf | kg/106 Sm3
Duty Requirement |  |  |  |  | MW |  |  | Furnace Efficiency |  |  | 30 |  | % | Fuel Gas |  |  | 2200 |  |  | kg/h | 135.8025 | kmol/h |  | 15.35 |  | MW | 0.1161 |  |  |  |  | 0.0034 | 3.468 | 58.6439 | 0.003 | 3.06 | 51.7446
Fired Duty |  |  | 4.605 |  | MW | [21 empty] | 0.00048261
Fuel Gas: |  | Fuel Gas | [12 empty] | 2 off GTGs online for Comissioning 24hrs per day for 7 days. 4.605 MW, 2.73 MMSCFd (2200 kg/hr)
Compositions | [5 empty] | Air |  |  | Total Feed | Combustion Products
[6 empty] | Comb |  | XS | [18 empty] | REACTANT | [5 empty] | REQ. COMBUSTION AIR |  | PRODUCTS
Component |  | Mol Frac |  | kmol/h |  | kmol/h |  | kmol/h | kg/h | Mol Frac |  | kmol/h |  | kg/h | [12 empty] | C | H | O | N | S | MW | O2 | N2 | CO2 | H2O | N2 | SO2
H2 |  | 0 |  | 0 |  |  |  |  | 0 | 0 |  | 0 |  | 0 | [13 empty] | 2 |  |  |  | 2.016 | 0.5 | 1.881 | 0 | 1 | 1.881 | 0
CH4 |  | 0.9963 |  | 135.3 |  |  |  |  | 2170.4826 | 1.8255e-05 |  | 0.029638 |  | 0.47545 | [12 empty] | 1 | 4 |  |  |  | 16.042 | 2 | 7.5238 | 1 | 2 | 7.5238 | 0
C2H4 |  | 0 |  | 0 |  |  |  |  | 0 | 0 |  | 0 |  | 0 |  |  | 15.35 | MW | [8 empty] | 2 | 4 |  |  |  | 28.052 | 3 | 11.2857 | 2 | 2 | 11.2857 | 0
C2H6 |  | 0.0007 |  | 0.095062 |  |  |  |  | 2.8583 | 3.0899e-09 |  | 5.0166e-06 |  | 0.00015084 |  |  | 168 | hrs pa | [8 empty] | 2 | 6 |  |  |  | 30.068 | 3.5 | 13.1667 | 2 | 3 | 13.1667 | 0
C3H6 |  | 0 |  | 0 |  |  |  |  | 0 | 0 |  | 0 |  | 0 |  |  | 2578.8 | MWhr pa | [8 empty] | 3 | 6 |  |  |  | 42.078 | 4.5 | 16.9286 | 3 | 3 | 16.9286 | 0
C3H8 |  | 0.0002 |  | 0.02716 |  |  |  |  | 1.1976 | 8.8284e-10 |  | 1.4333e-06 |  | 6.3201e-05 |  |  | 9283.68 | GJ pa | [8 empty] | 3 | 8 |  |  |  | 44.094 | 5 | 18.8095 | 3 | 4 | 18.8095 | 0
iC4H8 |  | 0 |  | 0 |  |  |  |  | 0 | 0 |  | 0 |  | 0 | [12 empty] | 4 | 8 |  |  |  | 56.104 | 6 | 22.5714 | 4 | 4 | 22.5714 | 0
iC4H10 |  | 0.0001 |  | 0.01358 |  |  |  |  | 0.78928 | 4.4142e-10 |  | 7.1666e-07 |  | 4.1652e-05 | [12 empty] | 4 | 10 |  |  |  | 58.12 | 6.5 | 24.4524 | 4 | 5 | 24.4524 | 0
nC4H10 |  | 0 |  | 0 |  |  |  |  | 0 | 0 |  | 0 |  | 0 |  |  | Stream 11 Fuel Gas System | [9 empty] | 4 | 10 |  |  |  | 58.12 | 6.5 | 24.4524 | 4 | 5 | 24.4524 | 0
iC5H12 |  | 0.0001 |  | 0.01358 |  |  |  |  | 0.97976 | 4.4142e-10 |  | 7.1666e-07 |  | 5.1704e-05 | [12 empty] | 5 | 12 |  |  |  | 72.146 | 8 | 30.0952 | 5 | 6 | 30.0952 | 0
nC5H12 |  | 0.0001 |  | 0.01358 |  |  |  |  | 0.97976 | 4.4142e-10 |  | 7.1666e-07 |  | 5.1704e-05 | [12 empty] | 5 | 12 |  |  |  | 72.146 | 8 | 30.0952 | 5 | 6 | 30.0952 | 0
nC6H14 |  | 0.0002 |  | 0.02716 |  |  |  |  | 2.3405 | 8.8284e-10 |  | 1.4333e-06 |  | 0.00012351 | [12 empty] | 6 | 14 |  |  |  | 86.172 | 9.5 | 35.7381 | 6 | 7 | 35.7381 | 0
He |  | 0 |  | 0 |  |  |  |  | 0 | 0 |  | 0 |  | 0 | [17 empty] | 4.003
H2S |  | 0 |  | 0 |  |  |  |  | 0 | 0 |  | 0 |  | 0 | [13 empty] | 2 |  |  | 1 | 34.016 | 1.5 | 5.6429 | 0 | 1 | 5.6429 | 1
O2 |  | 0 |  | 0 |  | 271.6321 |  | 40.7448 | 9996.0612 | 0.025133 |  | 40.8041 |  | 1305.7326 | [14 empty] | 2 |  |  | 32 | 0 | 0 | 0 | 0 | 0 | 0
N2 |  | 0.0015 |  | 0.2037 |  | 1021.8541 |  | 153.2781 | 32909.4053 | 0.7237 |  | 1174.9513 |  | 32898.6367 | [15 empty] | 2 |  | 28 | 0 | 0 | 0 | 0 | 1 | 0
CO |  | 0 |  | 0 |  |  |  |  | 0 | 9.9689e-05 |  | 0.16185 |  | 4.5334 | [12 empty] | 1 |  | 1 |  |  | 28.01
CO2 |  | 0.0008 |  | 0.10864 |  |  |  |  | 4.7813 | 0.083671 |  | 135.8418 |  | 5978.3982 | [12 empty] | 1 |  | 2 |  |  | 44.01
NO2 |  | 0 |  | 0 |  |  |  |  | 0 | 0.00023689 |  | 0.38459 |  | 17.6913 | [14 empty] | 2 | 1 |  | 46
N2O |  | 0 | [6 empty] | 0 | 2.3218e-06 |  | 0.0037694 |  | 0.16586 | [14 empty] | 1 | 2 |  | 44
SO2 |  | 0 |  | 0 |  |  |  |  | 0 | 0 |  | 0 |  | 0 | [14 empty] | 2 |  | 1 | 64
H2O |  | 0 |  | 0 |  |  |  |  | 0 | 0.16714 |  | 271.3555 |  | 4888.7406 | [13 empty] | 2 | 1 |  |  | 18.016
Total |  | 1 |  | 135.8025 |  | 1293.4862 |  | 194.0229 | 45089.8756 | 1 |  | 1623.5326 |  | 45094.3746
Emissions rates | [7 empty] | g/s
NOx Emission rate estimate as: | [7 empty] | 4.9142 | 17.6913 | kg/h |  | 2.9721 |  | tpa
CO Emission rate estimate as: | [7 empty] | 1.2593 | 4.5334 | kg/h |  | 0.76161 |  | tpa
PM Emission rate estimated as: | [7 empty] | 0.10136 | 0.36488 | kg/h |  | 0.0613 |  | tpa
CH4 Emissions estimate rate: | [7 empty] | 0.13207 | 0.47545 | kg/h |  | 0.079876 |  | tpa
VOC Emission rate estimated as: | [7 empty] | 0.03225 | 0.1161 | kg/h |  | 0.019505 |  | tpa
SO2 Emissions estimate rate: | [7 empty] | 0 | 0 | kg/h |  | 0 |  | tpa
N2O Emission rate estimated as: | [7 empty] | 0.00037048 | 0.0013337 | kg/h |  | 0.00022407 |  | tpa
CO2 Emission rate estimated as: | [7 empty] | 1670.0727 | 6012.2616 | kg/h |  | 1010.0599 |  | tpa
Notes:
1. | Emission factors have been taken from Table 3.1-1 and Table 3.1-2a in EPA AP42 [Ref 3].
2. | Properties obtained from HMB stream 11 Max Flow 790 End Case [Ref 1].
3. | Required heat duty of fuel taken from [Ref 11].
4. | LHV, HHV based on typical Heating Values for a methane rich stream for normal operation [Ref 12].
5. | Flowrate taken from ESIA Emissions Assumptions List [Ref 2].

## BSG - C
CALCULATION SHEET
Crude Emission factors
[35 empty] | lb/ 1000gal | HHV | 150 | MMBTU/1000gal
[29 empty] | From | To | Multiply by |  |  | Nox | 20 |  | 0.13333 | lb/MMBTU
Customer |  |  | OMVP | [13 empty] | Proj No |  |  | PRJ-001030 | [8 empty] | lb/MMBtu | lb/106 scf | 1020 |  |  | CO | 5 |  | 0.033333
Project Title |  |  | OMV Neptun BAT Study & ESIA | [13 empty] | Calc No | [11 empty] | lb | kg | 0.454 |  |  | PM | 7 |  | 0.046667
Calculation Title |  |  | Emissions Inventory | [13 empty] | Phase/CTR |  |  | Construction | [8 empty] | scf | Sm3 | 0.028373 |  |  | SO2 | 1.5 |  | 0.01
Elec File Location | [28 empty] | lb/106 scf | kg/106 Sm3 | 16.9126 |  |  | VOC | 1.04 |  | 0.0069333
[29 empty] | MJ | Btu | 947 |  |  | N2O | 0.53 |  | 0.0035333
Project File Location | [16 empty] | Page
Diesel Generators - Black Start Generator for Commissioning and Start-up
[29 empty] | No.6 | 150 | MMBTU/1000 gallons |  | 5.7378e-17
EQUIPMENT: |  |  | Diesel Generator | [26 empty] | 41792.8579
Emissions Factors: |  |  | MW |  |  | Density |  | LHV |  |  | HHV |  |  | NOx | NOx |  |  | CO |  | CO |  | PM |  | PM |  |  |  |  | HHV |  | NOx |  |  | CO
|  |  | g/mol |  |  | kg/Sm³ |  | MJ/kg |  |  | MJ/Sm³ |  |  | kg/106 Sm³ | kg/kg fuel |  |  | kg/106 Sm³ |  | kg/kg fuel |  | kg/106 Sm³ |  | kg/kg fuel |  |  |  |  | Btu/scf | MJ/Sm3 | lb/MMBtu | kg/MJ | kg/106 Sm3 | lb/MMBtu | kg/MJ | kg/106 Sm3
Reference Gas | [10 empty] | 44.8902 |  |  | 55161.6 |  |  |  | 14652.3 |  |  |  | 1723.8 |  |  |  | Average Natural Gas |  |  | 1020 | 37.9563 | 0.13333 | 5.7374e-05 | 2575.5436 | 0.033333 | 1.4344e-05 | 643.8859
Diesel |  |  | 305.241 |  |  | 832.5 |  | 42.588 |  |  | 45.612 |  |  | 56048.5644 | 6.7326e-05 |  |  | 14887.8999 |  | 1.7883e-05 |  | 1751.5176 |  | 2.1039e-06 |  | EPA Std Temp = | 60 | °F |  |  | PM |  |  | CH4
[26 empty] | = | 15.5556 | °C |  |  | lb/MMBtu | kg/MJ | kg/106 Sm3 | lb/MMBtu | kg/MJ | kg/106 Sm3
Emissions Factors: |  |  | CH4 |  |  | CH4 |  | SO2 |  |  | SO2 |  |  | VOC | VOC |  |  | N2O |  | N2O |  | EFs from EPA-42 Table 3.4-1 |  |  |  | Proj Std Temp. = | 15.6 | °C |  |  | 0.046667 | 2.0081e-05 | 901.4403 | 0.37446 | 0.00016113 | 7233.2855
|  |  | kg/106 Sm³ |  |  | kg/kg fuel |  | kg/106 Sm³ |  |  | kg/kg fuel |  |  | kg/106 Sm³ | kg/kg fuel |  |  | kg/106 Sm³ |  | kg/kg fuel | [10 empty] | VOC
Reference Gas | [7 empty] | 17410.38 | [22 empty] | lb/MMBtu | kg/MJ | kg/106 Sm3
Diesel | [7 empty] | 17690.3281 |  |  | 2.125e-05 | [19 empty] | 0.0069333 | 2.9835e-06 | 133.9283
[31 empty] | SO2 |  |  | N2O
Furnace Duty: | [13 empty] | Fuel Consumption: | [16 empty] | lb/MMBtu | kg/MJ | kg/106 Sm3 | lb/MMBtu | kg/MJ | kg/106 Sm3
Duty Requirement |  |  | 0.8 | MW |  |  | Furnace Efficiency | [5 empty] | % | Diesel |  | 50 |  |  | kg/h | 0.1638 | kmol/h |  | 0.5915 |  | MW | 0 |  |  |  |  | 0.01 | 4.3031e-06 | 193.1658 | 0.0035333 | 1.5204e-06 | 68.2519
Fired Duty |  |  |  | MW | [21 empty] | 0
|  | Diesel | [13 empty] | 0.5915 | MW
Compositions |  |  |  |  | Air |  |  | Total Feed |  | Combustion Products | [5 empty] | 168 | hrs pa
[5 empty] | Comb |  | XS | [8 empty] | 99.372 | MWhr pa | [8 empty] | REACTANT | [5 empty] | REQ. COMBUSTION AIR |  | PRODUCTS
Component |  | Mol Frac | kmol/h |  | kmol/h |  | kmol/h | kg/h |  | Mol Frac |  | kmol/h |  | kg/h |  | 357.7392 | GJ pa | [8 empty] | C | H | O | N | S | MW | O2 | N2 | CO2 | H2O | N2 | SO2
H2 |  | 0 | 0 |  |  |  |  | 0 |  | 0 |  | 0 |  | 0 | [12 empty] | 2 |  |  |  | 2.016 | 0.5 | 1.881 | 0 | 1 | 1.881 | 0 |  | Nitrogen | 1.4415e-10
CH4 |  | 3.7673e-06 | 6.171e-07 |  |  |  |  | 9.8995e-06 |  | 0 |  | 0 |  | 0 | [11 empty] | 1 | 4 |  |  |  | 16.042 | 2 | 7.5238 | 1 | 2 | 7.5238 | 0 |  | CO2 | 1.0484e-06
C2H4 |  | 0 | 0 |  |  |  |  | 0 |  | 0 |  | 0 |  | 0 |  | 800 kW @ 50 kg/hr for 24 hours a day for 7 days. | [9 empty] | 2 | 4 |  |  |  | 28.052 | 3 | 11.2857 | 2 | 2 | 11.2857 | 0 |  | Methane | 3.7673e-06
C2H6 |  | 0.00023202 | 3.8006e-05 |  |  |  |  | 0.0011428 |  | 0 |  | 0 |  | 0 | [11 empty] | 2 | 6 |  |  |  | 30.068 | 3.5 | 13.1667 | 2 | 3 | 13.1667 | 0 |  | Ethane | 0.00023202
C3H6 |  | 0 | 0 |  |  |  |  | 0 |  | 0 |  | 0 |  | 0 | [11 empty] | 3 | 6 |  |  |  | 42.078 | 4.5 | 16.9286 | 3 | 3 | 16.9286 | 0 |  | Propane | 0.004114
C3H8 |  | 0.004114 | 0.0006739 |  |  |  |  | 0.029715 |  | 0 |  | 0 |  | 0 | [11 empty] | 3 | 8 |  |  |  | 44.094 | 5 | 18.8095 | 3 | 4 | 18.8095 | 0 |  | i-Butane | 0.0042988
iC4H8 |  | 0 | 0 |  |  |  |  | 0 |  | 0 |  | 0 |  | 0 | [11 empty] | 4 | 8 |  |  |  | 56.104 | 6 | 22.5714 | 4 | 4 | 22.5714 | 0 |  | n-Butane | 0.013311
iC4H10 |  | 0.0042988 | 0.00070416 |  |  |  |  | 0.040926 |  | 0 |  | 0 |  | 0 | [11 empty] | 4 | 10 |  |  |  | 58.12 | 6.5 | 24.4524 | 4 | 5 | 24.4524 | 0 |  | i-Pentane | 0.014451
nC4H10 |  | 0.013311 | 0.0021804 |  |  |  |  | 0.12673 |  | 0 |  | 0 |  | 0 | [11 empty] | 4 | 10 |  |  |  | 58.12 | 6.5 | 24.4524 | 4 | 5 | 24.4524 | 0 |  | 22-Mpropane | 6.3635e-05
iC5H12 |  | 0.014451 | 0.0023671 |  |  |  |  | 0.17078 |  | 0 |  | 0 |  | 0 | [11 empty] | 5 | 12 |  |  |  | 72.146 | 8 | 30.0952 | 5 | 6 | 30.0952 | 0 |  | n-Pentane | 0.018658
nC5H12 |  | 0.018658 | 0.0030563 |  |  |  |  | 0.2205 |  | 0 |  | 0 |  | 0 | [11 empty] | 5 | 12 |  |  |  | 72.146 | 8 | 30.0952 | 5 | 6 | 30.0952 | 0 |  | Benzene | 0.002327
nC22* |  | 0.94337 | 0.15453 |  |  |  |  | 49.4037 |  | 0 |  | 0 |  | 0 | [11 empty] | 22.65 | 47.3 |  |  |  | 319.7049 | 34.475 | 129.6917 | 22.65 | 23.65 | 129.6917 | 0 |  | Toluene | 0.0042009
He |  | 0 | 0 |  |  |  |  | 0 |  | 0 |  | 0 |  | 0 | [16 empty] | 4.003 | [7 empty] | E-Benzene | 0.00092197
H2S |  | 0 | 0 |  |  |  |  | 0 |  | 0 |  | 0 |  | 0 | [12 empty] | 2 |  |  | 1 | 34.016 | 1.5 | 5.6429 | 0 | 1 | 5.6429 | 1 |  | m-Xylene | 0.0051351
O2 |  | 0 | 0 |  | 5.393 |  | 0.80895 | 198.4635 |  | 0.026678 |  | 0.80895 |  | 25.8865 | [13 empty] | 2 |  |  | 32 | 0 | 0 | 0 | 0 | 0 | 0 |  | o-Xylene | 0.002295
N2 |  | 1.4415e-10 | 2.3613e-11 |  | 20.2881 |  | 1.9805 | 623.5209 |  | 0.73438 |  | 22.2685 |  | 623.5189 | [14 empty] | 2 |  | 28 | 0 | 0 | 0 | 0 | 1 | 0 |  | C6* | 0.012247
CO |  | 0 | 0 |  |  |  |  | 0 |  | 1.0528e-06 |  | 3.1923e-05 |  | 0.00089417 | [11 empty] | 1 |  | 1 |  |  | 28.01 | [7 empty] | C7-10* | 0.05923
CO2 |  | 1.0484e-06 | 1.7173e-07 |  |  |  |  | 7.5576e-06 |  | 0.11677 |  | 3.5408 |  | 155.8308 | [11 empty] | 1 |  | 2 |  |  | 44.01 | [7 empty] | C11-15* | 0.048153
NO2 |  | 0 | 0 |  |  |  |  | 0 |  | 2.4133e-06 |  | 7.318e-05 |  | 0.0033663 | [13 empty] | 2 | 1 |  | 46 | [7 empty] | C16-20* | 0.034142
N2O |  | 0 | [25 empty] | 1 | 2 |  | 44 | [7 empty] | C21-25* | 0.025927
SO2 |  | 0 | 0 |  |  |  |  | 0 |  | 5.4748e-07 |  | 1.6601e-05 |  | 0.0010625 | [13 empty] | 2 |  | 1 | 64 | [7 empty] | C26-29* | 0.015381
H2O |  | 0.0014952 | 0.00024492 |  |  |  |  | 0.0044125 |  | 0.12217 |  | 3.7046 |  | 66.7426 | [12 empty] | 2 | 1 |  |  | 18.016 | [7 empty] | C30-35* | 0.016044
Total |  | 0.99994 | 0.16379 |  | 25.6811 |  | 2.7895 | 871.9823 |  | 1 |  | 30.323 |  | 871.9842 | [24 empty] | C36+* | 0.040186
Emissions rates | [6 empty] | g/s | [31 empty] | C6_1* | 0.020505
NOx Emission rate estimate as: | [6 empty] | 0.00093508 | 0.0033663 |  | kg/h |  | 0.00056554 |  | tpa | [24 empty] | C7-10_1* | 0.12183
CO Emission rate estimate as: | [6 empty] | 0.00024838 | 0.00089417 |  | kg/h |  | 0.00015022 |  | tpa
PM Emission rate estimated as: | [6 empty] | 2.9221e-05 | 0.0001052 |  | kg/h |  | 1.7673e-05 |  | tpa
CH4 Emissions estimate rate: | [6 empty] | 0 | 0 |  | kg/h |  | 0 |  | tpa
VOC Emission rate estimated as: | [6 empty] | 0 | 0 |  | kg/h |  | 0 |  | tpa | [24 empty] | C11-15_1* | 0.1078
SO2 Emissions estimate rate: | [6 empty] | 0.00029513 | 0.0010625 |  | kg/h |  | 0.0001785 |  | tpa
N2O Emission rate estimated as: | [6 empty] | 0 | 0 |  | kg/h |  | 0 |  | tpa
CO2 Emission rate estimated as: | [6 empty] | 42.0463 |  | 151.3668 | kg/h |  | 25.4296 |  | tpa
Notes: | [38 empty] | C16-20_1* | 0.075641
1. | Emission factors have been taken from Section 1.3 in EPA AP42 based on No 4 oil [Ref 3]. | [37 empty] | C21-25_1* | 0.061705
2. | Average diesel density taken from [Ref 7] where minimum is 820 and maximum is 845. Average taken as 832.5 kg/m3. LHV = 11.83 KWh/kg and HHV = 12.67 KWh/kg. | [37 empty] | C26-29_1* | 0.04073
3. | Diesel fuel consumption rate taken from [Ref 2] and based on engine at a capacity of 800 kW. | [37 empty] | C30-35_1* | 0.043895
[39 empty] | C36+_1* | 0.09828
[39 empty] | C6_2* | 0.0046103
[39 empty] | C7-10_2* | 0.024351
[39 empty] | C11-15_2* | 0.022612
[39 empty] | C16-20_2* | 0.016632
[39 empty] | C21-25_3* | 0.012041
[39 empty] | C26-29_2* | 0.0066817
[39 empty] | C30-35_2* | 0.0065662
[39 empty] | C36+_2* | 0.013299
[39 empty] | H2O | 0.0014952

## ESG -C
CALCULATION SHEET
Crude Emission factors
[35 empty] | lb/ 1000gal | HHV | 150 | MMBTU/1000gal
[29 empty] | From | To | Multiply by |  |  | Nox | 20 |  | 0.13333 | lb/MMBTU
Customer |  |  | OMVP | [13 empty] | Proj No |  |  | PRJ-001030 | [8 empty] | lb/MMBtu | lb/106 scf | 1020 |  |  | CO | 5 |  | 0.033333
Project Title |  |  | OMV Neptun BAT Study & ESIA | [13 empty] | Calc No | [11 empty] | lb | kg | 0.454 |  |  | PM | 7 |  | 0.046667
Calculation Title |  |  | Emissions Inventory | [13 empty] | Phase/CTR |  |  | Construction | [8 empty] | scf | Sm3 | 0.028373 |  |  | SO2 | 1.5 |  | 0.01
Elec File Location | [28 empty] | lb/106 scf | kg/106 Sm3 | 16.9126 |  |  | VOC | 1.04 |  | 0.0069333
[29 empty] | MJ | Btu | 947 |  |  | N2O | 0.53 |  | 0.0035333
Project File Location | [16 empty] | Page
Diesel Generator - Essential Services for Commissioning and Start-up
[29 empty] | No.6 | 150 | MMBTU/1000 gallons |  | 5.7378e-17
EQUIPMENT: |  |  | Diesel Generator | [26 empty] | 41792.8579
Emissions Factors: |  |  | MW |  |  | Density |  | LHV |  |  | HHV |  |  | NOx | NOx |  |  | CO |  | CO |  | PM |  | PM |  |  |  |  | HHV |  | NOx |  |  | CO
|  |  | g/mol |  |  | kg/Sm³ |  | MJ/kg |  |  | MJ/Sm³ |  |  | kg/106 Sm³ | kg/kg fuel |  |  | kg/106 Sm³ |  | kg/kg fuel |  | kg/106 Sm³ |  | kg/kg fuel |  |  |  |  | Btu/scf | MJ/Sm3 | lb/MMBtu | kg/MJ | kg/106 Sm3 | lb/MMBtu | kg/MJ | kg/106 Sm3
Reference Gas | [10 empty] | 44.8902 |  |  | 55161.6 |  |  |  | 14652.3 |  |  |  | 1723.8 |  |  |  | Average Natural Gas |  |  | 1020 | 37.9563 | 0.13333 | 5.7374e-05 | 2575.5436 | 0.033333 | 1.4344e-05 | 643.8859
Diesel |  |  | 305.241 |  |  | 832.5 |  | 42.588 |  |  | 45.612 |  |  | 56048.5644 | 6.7326e-05 |  |  | 14887.8999 |  | 0.0003264 |  | 1751.5176 |  | 26.0156 |  | EPA Std Temp = | 60 | °F |  |  | PM |  |  | CH4
[26 empty] | = | 15.5556 | °C |  |  | lb/MMBtu | kg/MJ | kg/106 Sm3 | lb/MMBtu | kg/MJ | kg/106 Sm3
Emissions Factors: |  |  | CH4 |  |  | CH4 |  | SO2 |  |  | SO2 |  |  | VOC | VOC |  |  | N2O |  | N2O |  | EFs from EPA-42 Table 3.4-1 |  |  |  | Project Std. Temp. = | 15.6 | °C |  |  | 0.046667 | 2.0081e-05 | 901.4403 | 0.37446 | 0.00016113 | 7233.2855
|  |  | kg/106 Sm³ |  |  | kg/kg fuel |  | kg/106 Sm³ |  |  | kg/kg fuel |  |  | kg/106 Sm³ | kg/kg fuel |  |  | kg/106 Sm³ |  | kg/kg fuel | [10 empty] | VOC
Reference Gas | [7 empty] | 17410.38 | [22 empty] | lb/MMBtu | kg/MJ | kg/106 Sm3
Diesel | [7 empty] | 17690.3281 |  |  | 2.125e-05 | [19 empty] | 0.0069333 | 2.9835e-06 | 133.9283
[31 empty] | SO2 |  |  | N2O
Furnace Duty: | [13 empty] | Fuel Consumption: | [16 empty] | lb/MMBtu | kg/MJ | kg/106 Sm3 | lb/MMBtu | kg/MJ | kg/106 Sm3
Duty Requirement |  |  | 1.4 | MW |  |  | Furnace Efficiency | [5 empty] | % | Diesel |  | 319 |  |  | kg/h | 1.0451 | kmol/h |  | 3.7738 |  | MW | 0 |  |  |  |  | 0.01 | 4.3031e-06 | 193.1658 | 0.0035333 | 1.5204e-06 | 68.2519
Fired Duty |  |  |  | MW | [21 empty] | 0
|  | Diesel | [13 empty] | 3.7738 | MW
Compositions |  |  |  |  | Air |  |  | Total Feed |  | Combustion Products | [5 empty] | 168 | hrs pa
[5 empty] | Comb |  | XS | [8 empty] | 633.9934 | MWhr pa | [8 empty] | REACTANT | [5 empty] | REQ. COMBUSTION AIR |  | PRODUCTS
Component |  | Mol Frac | kmol/h |  | kmol/h |  | kmol/h | kg/h |  | Mol Frac |  | kmol/h |  | kg/h |  | 2282.3761 | GJ pa | [8 empty] | C | H | O | N | S | MW | O2 | N2 | CO2 | H2O | N2 | SO2
H2 |  | 0 | 0 |  |  |  |  | 0 |  | 0 |  | 0 |  | 0 | [12 empty] | 2 |  |  |  | 2.016 | 0.5 | 1.881 | 0 | 1 | 1.881 | 0 |  | Nitrogen | 1.4415e-10
CH4 |  | 3.7673e-06 | 3.9371e-06 |  |  |  |  | 6.3159e-05 |  | 0 |  | 0 |  | 0 |  | 1.4 MW @ 319 kg/hr for 24 hours a day for 7 days. | [9 empty] | 1 | 4 |  |  |  | 16.042 | 2 | 7.5238 | 1 | 2 | 7.5238 | 0 |  | CO2 | 1.0484e-06
C2H4 |  | 0 | 0 |  |  |  |  | 0 |  | 0 |  | 0 |  | 0 | [11 empty] | 2 | 4 |  |  |  | 28.052 | 3 | 11.2857 | 2 | 2 | 11.2857 | 0 |  | Methane | 3.7673e-06
C2H6 |  | 0.00023202 | 0.00024248 |  |  |  |  | 0.0072909 |  | 0 |  | 0 |  | 0 | [11 empty] | 2 | 6 |  |  |  | 30.068 | 3.5 | 13.1667 | 2 | 3 | 13.1667 | 0 |  | Ethane | 0.00023202
C3H6 |  | 0 | 0 |  |  |  |  | 0 |  | 0 |  | 0 |  | 0 | [11 empty] | 3 | 6 |  |  |  | 42.078 | 4.5 | 16.9286 | 3 | 3 | 16.9286 | 0 |  | Propane | 0.004114
C3H8 |  | 0.004114 | 0.0042995 |  |  |  |  | 0.18958 |  | 0 |  | 0 |  | 0 | [11 empty] | 3 | 8 |  |  |  | 44.094 | 5 | 18.8095 | 3 | 4 | 18.8095 | 0 |  | i-Butane | 0.0042988
iC4H8 |  | 0 | 0 |  |  |  |  | 0 |  | 0 |  | 0 |  | 0 | [11 empty] | 4 | 8 |  |  |  | 56.104 | 6 | 22.5714 | 4 | 4 | 22.5714 | 0 |  | n-Butane | 0.013311
iC4H10 |  | 0.0042988 | 0.0044925 |  |  |  |  | 0.26111 |  | 0 |  | 0 |  | 0 | [11 empty] | 4 | 10 |  |  |  | 58.12 | 6.5 | 24.4524 | 4 | 5 | 24.4524 | 0 |  | i-Pentane | 0.014451
nC4H10 |  | 0.013311 | 0.013911 |  |  |  |  | 0.80851 |  | 0 |  | 0 |  | 0 | [11 empty] | 4 | 10 |  |  |  | 58.12 | 6.5 | 24.4524 | 4 | 5 | 24.4524 | 0 |  | 22-Mpropane | 6.3635e-05
iC5H12 |  | 0.014451 | 0.015102 |  |  |  |  | 1.0895 |  | 0 |  | 0 |  | 0 | [11 empty] | 5 | 12 |  |  |  | 72.146 | 8 | 30.0952 | 5 | 6 | 30.0952 | 0 |  | n-Pentane | 0.018658
nC5H12 |  | 0.018658 | 0.019499 |  |  |  |  | 1.4068 |  | 0 |  | 0 |  | 0 | [11 empty] | 5 | 12 |  |  |  | 72.146 | 8 | 30.0952 | 5 | 6 | 30.0952 | 0 |  | Benzene | 0.002327
nC22* |  | 0.94337 | 0.9859 |  |  |  |  | 315.1956 |  | 0 |  | 0 |  | 0 | [11 empty] | 22.65 | 47.3 |  |  |  | 319.7049 | 34.475 | 129.6917 | 22.65 | 23.65 | 129.6917 | 0 |  | Toluene | 0.0042009
He |  | 0 | 0 |  |  |  |  | 0 |  | 0 |  | 0 |  | 0 | [16 empty] | 4.003 | [7 empty] | E-Benzene | 0.00092197
H2S |  | 0 | 0 |  |  |  |  | 0 |  | 0 |  | 0 |  | 0 | [12 empty] | 2 |  |  | 1 | 34.016 | 1.5 | 5.6429 | 0 | 1 | 5.6429 | 1 |  | m-Xylene | 0.0051351
O2 |  | 0 | 0 |  | 34.4075 |  | 5.1611 | 1266.1969 |  | 0.026678 |  | 5.1611 |  | 165.1561 | [13 empty] | 2 |  |  | 32 | 0 | 0 | 0 | 0 | 0 | 0 |  | o-Xylene | 0.002295
N2 |  | 1.4415e-10 | 1.5065e-10 |  | 129.4378 |  | 12.6359 | 3978.0636 |  | 0.73438 |  | 142.0732 |  | 3978.0505 | [14 empty] | 2 |  | 28 | 0 | 0 | 0 | 0 | 1 | 0 |  | C6* | 0.012247
CO |  | 0 | 0 |  |  |  |  | 0 |  | 1.9215e-05 |  | 0.0037173 |  | 0.10412 | [11 empty] | 1 |  | 1 |  |  | 28.01 | [7 empty] | C7-10* | 0.05923
CO2 |  | 1.0484e-06 | 1.0956e-06 |  |  |  |  | 4.8218e-05 |  | 0.11675 |  | 22.5868 |  | 994.0459 | [11 empty] | 1 |  | 2 |  |  | 44.01 | [7 empty] | C11-15* | 0.048153
NO2 |  | 0 | 0 |  |  |  |  | 0 |  | 2.4133e-06 |  | 0.00046689 |  | 0.021477 | [13 empty] | 2 | 1 |  | 46 | [7 empty] | C16-20* | 0.034142
N2O |  | 0 | [25 empty] | 1 | 2 |  | 44 | [7 empty] | C21-25* | 0.025927
SO2 |  | 0 | 0 |  |  |  |  | 0 |  | 5.4748e-07 |  | 0.00010592 |  | 0.0067786 | [13 empty] | 2 |  | 1 | 64 | [7 empty] | C26-29* | 0.015381
H2O |  | 0.0014952 | 0.0015626 |  |  |  |  | 0.028152 |  | 0.12217 |  | 23.6355 |  | 425.8179 | [12 empty] | 2 | 1 |  |  | 18.016 | [7 empty] | C30-35* | 0.016044
Total |  | 0.99994 | 1.045 |  | 163.8454 |  | 17.797 | 5563.2471 |  | 1 |  | 193.461 |  | 5563.2028 | [24 empty] | C36+* | 0.040186
Emissions rates | [6 empty] | g/s | [31 empty] | C6_1* | 0.020505
NOx Emission rate estimate as: | [6 empty] | 0.0059658 | 0.021477 |  | kg/h |  | 0.0036081 |  | tpa | [24 empty] | C7-10_1* | 0.12183
CO Emission rate estimate as: | [6 empty] | 0.028923 | 0.10412 |  | kg/h |  | 0.017493 |  | tpa
PM Emission rate estimated as: | [6 empty] | 2305.2734 | 8298.9844 |  | kg/h |  | 1394.2294 |  | tpa
CH4 Emissions estimate rate: | [6 empty] | 0 | 0 |  | kg/h |  | 0 |  | tpa
VOC Emission rate estimated as: | [6 empty] | 0 | 0 |  | kg/h |  | 0 |  | tpa | [24 empty] | C11-15_1* | 0.1078
SO2 Emissions estimate rate: | [6 empty] | 0.001883 | 0.0067786 |  | kg/h |  | 0.0011388 |  | tpa
N2O Emission rate estimated as: | [6 empty] | 0 | 0 |  | kg/h |  | 0 |  | tpa
CO2 Emission rate estimated as: | [6 empty] | 268.2556 |  | 965.7201 | kg/h |  | 162.241 |  | tpa
Notes: | [38 empty] | C16-20_1* | 0.075641
1. | Emission factors have been taken from Section 1.3 in EPA AP42 based on No 4 oil [Ref 3]. | [37 empty] | C21-25_1* | 0.061705
2. | Average diesel density taken from [Ref 7] where minimum is 820 and maximum is 845. Average taken as 832.5 kg/m3. LHV = 11.83 KWh/kg and HHV = 12.67 KWh/kg. | [37 empty] | C26-29_1* | 0.04073
3. | Diesel fuel consumption rate taken from [Ref 2] and based on engine at a capacity of 1.4 MW. | [37 empty] | C30-35_1* | 0.043895
[39 empty] | C36+_1* | 0.09828
[39 empty] | C6_2* | 0.0046103
[39 empty] | C7-10_2* | 0.024351
[39 empty] | C11-15_2* | 0.022612
[39 empty] | C16-20_2* | 0.016632
[39 empty] | C21-25_3* | 0.012041
[39 empty] | C26-29_2* | 0.0066817
[39 empty] | C30-35_2* | 0.0065662
[39 empty] | C36+_2* | 0.013299
[39 empty] | H2O | 0.0014952

## Precom F P
CALCULATION SHEET
Crude Emission factors
[36 empty] | lb/ 1000gal | HHV | 150 | MMBTU/1000gal
[30 empty] | From | To | Multiply by |  |  | Nox | 20 |  | 0.13333 | lb/MMBTU
Customer |  |  | OMVP | [14 empty] | Proj No |  |  | PRJ-001030 | [8 empty] | lb/MMBtu | lb/106 scf | 1020 |  |  | CO | 5 |  | 0.033333
Project Title |  |  | OMV Neptun BAT Study & ESIA | [14 empty] | Calc No | [11 empty] | lb | kg | 0.454 |  |  | PM | 7 |  | 0.046667
Calculation Title |  |  | Emissions Inventory | [14 empty] | Phase/CTR |  |  | Construction | [8 empty] | scf | Sm3 | 0.028373 |  |  | SO2 | 1.5 |  | 0.01
Elec File Location | [29 empty] | lb/106 scf | kg/106 Sm3 | 16.9126 |  |  | VOC | 1.04 |  | 0.0069333
[30 empty] | MJ | Btu | 947 |  |  | N2O | 0.53 |  | 0.0035333
Project File Location | [17 empty] | Page
Offshore Pre-Com Spread on Construction Vessels - Pelican - Filling
[30 empty] | No.6 | 150 | MMBTU/1000 gallons |  | 5.7378e-17
EQUIPMENT: |  |  | Diesel Engine | [27 empty] | 41792.8579
Emissions Factors: |  |  | MW |  |  | Density |  | LHV |  |  | HHV |  |  | NOx |  | NOx |  |  | CO |  | CO |  | PM |  | PM |  |  |  |  | HHV |  | NOx |  |  | CO
|  |  | g/mol |  |  | kg/Sm³ |  | MJ/kg |  |  | MJ/Sm³ |  |  | kg/106 Sm³ |  | kg/kg fuel |  |  | kg/106 Sm³ |  | kg/kg fuel |  | kg/106 Sm³ |  | kg/kg fuel |  |  |  |  | Btu/scf | MJ/Sm3 | lb/MMBtu | kg/MJ | kg/106 Sm3 | lb/MMBtu | kg/MJ | kg/106 Sm3
Reference Gas | [10 empty] | 44.8902 |  |  | 76019.58 |  |  |  |  | 16376.1 |  |  |  | 5343.78 |  |  |  | Average Natural Gas |  |  | 1020 | 37.9563 | 0.13333 | 5.7374e-05 | 2575.5436 | 0.033333 | 1.4344e-05 | 643.8859
Diesel |  |  | 305.241 |  |  | 832.5 |  | 42.59 |  |  | 45.61 |  |  | 77238.5409 |  | 9.2779e-05 |  |  | 16638.6879 |  | 1.9986e-05 |  | 5429.4666 |  | 6.5219e-06 |  | EPA Std Temp = | 60 | °F |  |  | PM |  |  | CH4
[27 empty] | = | 15.5556 | °C |  |  | lb/MMBtu | kg/MJ | kg/106 Sm3 | lb/MMBtu | kg/MJ | kg/106 Sm3
Emissions Factors: |  |  | CH4 |  |  | CH4 |  | SO2 |  |  | SO2 |  |  | VOC |  | VOC |  |  | N2O |  | N2O |  | EFs from EPA-42 Table 3.3-1 |  |  |  | Proj Std Temp. = | 15.6 | °C |  |  | 0.046667 | 2.0081e-05 | 901.4403 | 0.37446 | 0.00016113 | 7233.2855
|  |  | kg/106 Sm³ |  |  | kg/kg fuel |  | kg/106 Sm³ |  |  | kg/kg fuel |  |  | kg/106 Sm³ |  | kg/kg fuel |  |  | kg/106 Sm³ |  | kg/kg fuel | [10 empty] | VOC
Reference Gas | [7 empty] | 4999.02 | [23 empty] | lb/MMBtu | kg/MJ | kg/106 Sm3
Diesel | [7 empty] | 5079.1784 |  |  | 6.1011e-06 | [20 empty] | 0.0069333 | 2.9835e-06 | 133.9283
[32 empty] | SO2 |  |  | N2O
Furnace Duty: | [13 empty] | Fuel Consumption: | [17 empty] | lb/MMBtu | kg/MJ | kg/106 Sm3 | lb/MMBtu | kg/MJ | kg/106 Sm3
Duty Requirement |  |  |  | MW |  |  | Furnace Efficiency | [5 empty] | % | Diesel |  |  | 170.6625 |  |  | kg/h | 0.55911 | kmol/h |  | 2.019 |  | MW | 0 |  |  |  |  | 0.01 | 4.3031e-06 | 193.1658 | 0.0035333 | 1.5204e-06 | 68.2519
Fired Duty |  |  |  | MW | [22 empty] | 0
|  | Diesel | [14 empty] | 2.019 | MW
Compositions |  |  |  |  | Air |  |  | Total Feed |  | Combustion Products | [6 empty] | 24 | hrs pa
[5 empty] | Comb |  | XS | [9 empty] | 48.4568 | MWhr pa | [8 empty] | REACTANT | [5 empty] | REQ. COMBUSTION AIR |  | PRODUCTS
Component |  | Mol Frac | kmol/h |  | kmol/h |  | kmol/h | kg/h |  | Mol Frac |  | kmol/h |  | kg/h |  |  | 174.4444 | GJ pa | [8 empty] | C | H | O | N | S | MW | O2 | N2 | CO2 | H2O | N2 | SO2
H2 |  | 0 | 0 |  |  |  |  | 0 |  | 0 |  | 0 |  | 0 | [13 empty] | 2 |  |  |  | 2.016 | 0.5 | 1.881 | 0 | 1 | 1.881 | 0 |  | Nitrogen | 1.4415e-10
CH4 |  | 3.7673e-06 | 2.1063e-06 |  |  |  |  | 3.3789e-05 |  | 0 |  | 0 |  | 0 | Duration for Pelican pre-com over 7 days temp spread based on offshore construction vessel diesel driven units. Assumption based on engagement with pre-com contractor lt/hr is based on diesel consumption. Total activity basis is 7 days. Filling - 24hrs, Filling Pump - x1 @ 80lt/hr, Service Air Compressor x 1 @ 80lt/hr and Power Generator x 1 @ 45lt/hr = 205l/h = 170.6625 kg/h | [11 empty] | 1 | 4 |  |  |  | 16.042 | 2 | 7.5238 | 1 | 2 | 7.5238 | 0 |  | CO2 | 1.0484e-06
C2H4 |  | 0 | 0 |  |  |  |  | 0 |  | 0 |  | 0 |  | 0 | [12 empty] | 2 | 4 |  |  |  | 28.052 | 3 | 11.2857 | 2 | 2 | 11.2857 | 0 |  | Methane | 3.7673e-06
C2H6 |  | 0.00023202 | 0.00012973 |  |  |  |  | 0.0039006 |  | 0 |  | 0 |  | 0 | [12 empty] | 2 | 6 |  |  |  | 30.068 | 3.5 | 13.1667 | 2 | 3 | 13.1667 | 0 |  | Ethane | 0.00023202
C3H6 |  | 0 | 0 |  |  |  |  | 0 |  | 0 |  | 0 |  | 0 | [12 empty] | 3 | 6 |  |  |  | 42.078 | 4.5 | 16.9286 | 3 | 3 | 16.9286 | 0 |  | Propane | 0.004114
C3H8 |  | 0.004114 | 0.0023002 |  |  |  |  | 0.10142 |  | 0 |  | 0 |  | 0 | [12 empty] | 3 | 8 |  |  |  | 44.094 | 5 | 18.8095 | 3 | 4 | 18.8095 | 0 |  | i-Butane | 0.0042988
iC4H8 |  | 0 | 0 |  |  |  |  | 0 |  | 0 |  | 0 |  | 0 | [12 empty] | 4 | 8 |  |  |  | 56.104 | 6 | 22.5714 | 4 | 4 | 22.5714 | 0 |  | n-Butane | 0.013311
iC4H10 |  | 0.0042988 | 0.0024035 |  |  |  |  | 0.13969 |  | 0 |  | 0 |  | 0 | [12 empty] | 4 | 10 |  |  |  | 58.12 | 6.5 | 24.4524 | 4 | 5 | 24.4524 | 0 |  | i-Pentane | 0.014451
nC4H10 |  | 0.013311 | 0.0074423 |  |  |  |  | 0.43254 |  | 0 |  | 0 |  | 0 | [12 empty] | 4 | 10 |  |  |  | 58.12 | 6.5 | 24.4524 | 4 | 5 | 24.4524 | 0 |  | 22-Mpropane | 6.3635e-05
iC5H12 |  | 0.014451 | 0.0080795 |  |  |  |  | 0.5829 |  | 0 |  | 0 |  | 0 | [12 empty] | 5 | 12 |  |  |  | 72.146 | 8 | 30.0952 | 5 | 6 | 30.0952 | 0 |  | n-Pentane | 0.018658
nC5H12 |  | 0.018658 | 0.010432 |  |  |  |  | 0.75261 |  | 0 |  | 0 |  | 0 | [12 empty] | 5 | 12 |  |  |  | 72.146 | 8 | 30.0952 | 5 | 6 | 30.0952 | 0 |  | Benzene | 0.002327
nC22* |  | 0.94337 | 0.52745 |  |  |  |  | 168.6272 |  | 0 |  | 0 |  | 0 | [12 empty] | 22.65 | 47.3 |  |  |  | 319.7049 | 34.475 | 129.6917 | 22.65 | 23.65 | 129.6917 | 0 |  | Toluene | 0.0042009
He |  | 0 | 0 |  |  |  |  | 0 |  | 0 |  | 0 |  | 0 | [17 empty] | 4.003 | [7 empty] | E-Benzene | 0.00092197
H2S |  | 0 | 0 |  |  |  |  | 0 |  | 0 |  | 0 |  | 0 | [13 empty] | 2 |  |  | 1 | 34.016 | 1.5 | 5.6429 | 0 | 1 | 5.6429 | 1 |  | m-Xylene | 0.0051351
O2 |  | 0 | 0 |  | 18.4078 |  | 2.7612 | 677.4054 |  | 0.026678 |  | 2.7612 |  | 88.3572 | [14 empty] | 2 |  |  | 32 | 0 | 0 | 0 | 0 | 0 | 0 |  | o-Xylene | 0.002295
N2 |  | 1.4415e-10 | 8.0597e-11 |  | 69.2482 |  | 6.7601 | 2128.2328 |  | 0.73438 |  | 76.008 |  | 2128.2232 | [15 empty] | 2 |  | 28 | 0 | 0 | 0 | 0 | 1 | 0 |  | C6* | 0.012247
CO |  | 0 | 0 |  |  |  |  | 0 |  | 1.1766e-06 |  | 0.00012178 |  | 0.0034109 | [12 empty] | 1 |  | 1 |  |  | 28.01 | [7 empty] | C7-10* | 0.05923
CO2 |  | 1.0484e-06 | 5.8614e-07 |  |  |  |  | 2.5796e-05 |  | 0.11677 |  | 12.0856 |  | 531.8889 | [12 empty] | 1 |  | 2 |  |  | 44.01 | [7 empty] | C11-15* | 0.048153
NO2 |  | 0 | 0 |  |  |  |  | 0 |  | 3.3257e-06 |  | 0.00034422 |  | 0.015834 | [14 empty] | 2 | 1 |  | 46 | [7 empty] | C16-20* | 0.034142
N2O |  | 0 | [26 empty] | 1 | 2 |  | 44 | [7 empty] | C21-25* | 0.025927
SO2 |  | 0 | 0 |  |  |  |  | 0 |  | 1.5719e-07 |  | 1.6269e-05 |  | 0.0010412 | [14 empty] | 2 |  | 1 | 64 | [7 empty] | C26-29* | 0.015381
H2O |  | 0.0014952 | 0.00083598 |  |  |  |  | 0.015061 |  | 0.12217 |  | 12.6448 |  | 227.8093 | [13 empty] | 2 | 1 |  |  | 18.016 | [7 empty] | C30-35* | 0.016044
Total |  | 0.99994 | 0.55907 |  | 87.656 |  | 9.5213 | 2976.2936 |  | 1 |  | 103.5001 |  | 2976.2989 | [25 empty] | C36+* | 0.040186
Emissions rates | [6 empty] | g/s | [32 empty] | C6_1* | 0.020505
NOx Emission rate estimate as: | [6 empty] | 0.0043983 | 0.015834 |  | kg/h |  | 0.00038001 |  | tpa | [25 empty] | C7-10_1* | 0.12183
CO Emission rate estimate as: | [6 empty] | 0.00094748 | 0.0034109 |  | kg/h |  | 8.1862e-05 |  | tpa
PM Emission rate estimated as: | [6 empty] | 0.00030918 | 0.001113 |  | kg/h |  | 2.6713e-05 |  | tpa
CH4 Emissions estimate rate: | [6 empty] | 0 | 0 |  | kg/h |  | 0 |  | tpa
VOC Emission rate estimated as: | [6 empty] | 0 | 0 |  | kg/h |  | 0 |  | tpa | [25 empty] | C11-15_1* | 0.1078
SO2 Emissions estimate rate: | [6 empty] | 0.00028923 | 0.0010412 |  | kg/h |  | 2.499e-05 |  | tpa
N2O Emission rate estimated as: | [6 empty] | 0 | 0 |  | kg/h |  | 0 |  | tpa
CO2 Emission rate estimated as: | [6 empty] | 143.5146 |  | 516.6527 | kg/h |  | 12.3997 |  | tpa
Notes: | [39 empty] | C16-20_1* | 0.075641
1. | Emission factors have been taken from Section 1.3 in EPA AP42 based on No 4 oil [Ref 3]. | [38 empty] | C21-25_1* | 0.061705
2. | Average diesel density taken from [Ref 7] where minimum is 820 and maximum is 845. Average taken as 832.5 kg/m3. LHV = 11.83 KWh/kg and HHV = 12.67 KWh/kg. | [38 empty] | C26-29_1* | 0.04073
3. | Diesel fuel consumption rate taken from [Ref 2]. | [38 empty] | C30-35_1* | 0.043895
[40 empty] | C36+_1* | 0.09828
[40 empty] | C6_2* | 0.0046103
[40 empty] | C7-10_2* | 0.024351
[40 empty] | C11-15_2* | 0.022612
[40 empty] | C16-20_2* | 0.016632
[40 empty] | C21-25_3* | 0.012041
[40 empty] | C26-29_2* | 0.0066817
[40 empty] | C30-35_2* | 0.0065662
[40 empty] | C36+_2* | 0.013299
[40 empty] | H2O | 0.0014952

## Precom H P
CALCULATION SHEET
Crude Emission factors
[36 empty] | lb/ 1000gal | HHV | 150 | MMBTU/1000gal
[30 empty] | From | To | Multiply by |  |  | Nox | 20 |  | 0.13333 | lb/MMBTU
Customer |  |  | OMVP | [14 empty] | Proj No |  |  | PRJ-001030 | [8 empty] | lb/MMBtu | lb/106 scf | 1020 |  |  | CO | 5 |  | 0.033333
Project Title |  |  | OMV Neptun BAT Study & ESIA | [14 empty] | Calc No | [11 empty] | lb | kg | 0.454 |  |  | PM | 7 |  | 0.046667
Calculation Title |  |  | Emissions Inventory | [14 empty] | Phase/CTR |  |  | Construction | [8 empty] | scf | Sm3 | 0.028373 |  |  | SO2 | 1.5 |  | 0.01
Elec File Location | [29 empty] | lb/106 scf | kg/106 Sm3 | 16.9126 |  |  | VOC | 1.04 |  | 0.0069333
[30 empty] | MJ | Btu | 947 |  |  | N2O | 0.53 |  | 0.0035333
Project File Location | [17 empty] | Page
Offshore Pre-Com Spread on Construction Vessels - Pelican - Hydrotest
[30 empty] | No.6 | 150 | MMBTU/1000 gallons |  | 5.7378e-17
EQUIPMENT: |  |  | Diesel Engine | [27 empty] | 41792.8579
Emissions Factors: |  |  | MW |  |  | Density |  | LHV |  |  | HHV |  |  | NOx |  | NOx |  |  | CO |  | CO |  | PM |  | PM |  |  |  |  | HHV |  | NOx |  |  | CO
|  |  | g/mol |  |  | kg/Sm³ |  | MJ/kg |  |  | MJ/Sm³ |  |  | kg/106 Sm³ |  | kg/kg fuel |  |  | kg/106 Sm³ |  | kg/kg fuel |  | kg/106 Sm³ |  | kg/kg fuel |  |  |  |  | Btu/scf | MJ/Sm3 | lb/MMBtu | kg/MJ | kg/106 Sm3 | lb/MMBtu | kg/MJ | kg/106 Sm3
Reference Gas | [10 empty] | 44.8902 |  |  | 76019.58 |  |  |  |  | 16376.1 |  |  |  | 5343.78 |  |  |  | Average Natural Gas |  |  | 1020 | 37.9563 | 0.13333 | 5.7374e-05 | 2575.5436 | 0.033333 | 1.4344e-05 | 643.8859
Diesel |  |  | 305.241 |  |  | 832.5 |  | 42.59 |  |  | 45.61 |  |  | 77238.5409 |  | 9.2779e-05 |  |  | 16638.6879 |  | 1.9986e-05 |  | 5429.4666 |  | 6.5219e-06 |  | EPA Std Temp = | 60 | °F |  |  | PM |  |  | CH4
[27 empty] | = | 15.5556 | °C |  |  | lb/MMBtu | kg/MJ | kg/106 Sm3 | lb/MMBtu | kg/MJ | kg/106 Sm3
Emissions Factors: |  |  | CH4 |  |  | CH4 |  | SO2 |  |  | SO2 |  |  | VOC |  | VOC |  |  | N2O |  | N2O |  | EFs from EPA-42 Table 3.3-1 |  |  |  | Proj Std Temp. = | 15.6 | °C |  |  | 0.046667 | 2.0081e-05 | 901.4403 | 0.37446 | 0.00016113 | 7233.2855
|  |  | kg/106 Sm³ |  |  | kg/kg fuel |  | kg/106 Sm³ |  |  | kg/kg fuel |  |  | kg/106 Sm³ |  | kg/kg fuel |  |  | kg/106 Sm³ |  | kg/kg fuel | [10 empty] | VOC
Reference Gas | [7 empty] | 4999.02 | [23 empty] | lb/MMBtu | kg/MJ | kg/106 Sm3
Diesel | [7 empty] | 5079.1784 |  |  | 6.1011e-06 | [20 empty] | 0.0069333 | 2.9835e-06 | 133.9283
[32 empty] | SO2 |  |  | N2O
Furnace Duty: | [13 empty] | Fuel Consumption: | [17 empty] | lb/MMBtu | kg/MJ | kg/106 Sm3 | lb/MMBtu | kg/MJ | kg/106 Sm3
Duty Requirement |  |  |  | MW |  |  | Furnace Efficiency | [5 empty] | % | Diesel |  |  | 58.275 |  |  | kg/h | 0.19091 | kmol/h |  | 0.68943 |  | MW | 0 |  |  |  |  | 0.01 | 4.3031e-06 | 193.1658 | 0.0035333 | 1.5204e-06 | 68.2519
Fired Duty |  |  |  | MW | [22 empty] | 0
|  | Diesel | [14 empty] | 0.68943 | MW
Compositions |  |  |  |  | Air |  |  | Total Feed |  | Combustion Products | [6 empty] | 96 | hrs pa
[5 empty] | Comb |  | XS | [9 empty] | 66.1849 | MWhr pa | [8 empty] | REACTANT | [5 empty] | REQ. COMBUSTION AIR |  | PRODUCTS
Component |  | Mol Frac | kmol/h |  | kmol/h |  | kmol/h | kg/h |  | Mol Frac |  | kmol/h |  | kg/h |  |  | 238.2655 | GJ pa | [8 empty] | C | H | O | N | S | MW | O2 | N2 | CO2 | H2O | N2 | SO2
H2 |  | 0 | 0 |  |  |  |  | 0 |  | 0 |  | 0 |  | 0 | [13 empty] | 2 |  |  |  | 2.016 | 0.5 | 1.881 | 0 | 1 | 1.881 | 0 |  | Nitrogen | 1.4415e-10
CH4 |  | 3.7673e-06 | 7.1923e-07 |  |  |  |  | 1.1538e-05 |  | 0 |  | 0 |  | 0 | Duration for Pelican pre-com over 7 days temp spread based on offshore construction vessel diesel driven units. Assumption based on engagement with pre-com contractor lt/hr is based on diesel consumption. Total activity basis is 7 days. Hydrotest - 4 days, Service Air Compressor x 1 @ 45lt/hr, Power Generator x 1 @ 25lt/hr = 70 l/h = 58.275 kg/h. | [11 empty] | 1 | 4 |  |  |  | 16.042 | 2 | 7.5238 | 1 | 2 | 7.5238 | 0 |  | CO2 | 1.0484e-06
C2H4 |  | 0 | 0 |  |  |  |  | 0 |  | 0 |  | 0 |  | 0 | [12 empty] | 2 | 4 |  |  |  | 28.052 | 3 | 11.2857 | 2 | 2 | 11.2857 | 0 |  | Methane | 3.7673e-06
C2H6 |  | 0.00023202 | 4.4296e-05 |  |  |  |  | 0.0013319 |  | 0 |  | 0 |  | 0 | [12 empty] | 2 | 6 |  |  |  | 30.068 | 3.5 | 13.1667 | 2 | 3 | 13.1667 | 0 |  | Ethane | 0.00023202
C3H6 |  | 0 | 0 |  |  |  |  | 0 |  | 0 |  | 0 |  | 0 | [12 empty] | 3 | 6 |  |  |  | 42.078 | 4.5 | 16.9286 | 3 | 3 | 16.9286 | 0 |  | Propane | 0.004114
C3H8 |  | 0.004114 | 0.00078543 |  |  |  |  | 0.034633 |  | 0 |  | 0 |  | 0 | [12 empty] | 3 | 8 |  |  |  | 44.094 | 5 | 18.8095 | 3 | 4 | 18.8095 | 0 |  | i-Butane | 0.0042988
iC4H8 |  | 0 | 0 |  |  |  |  | 0 |  | 0 |  | 0 |  | 0 | [12 empty] | 4 | 8 |  |  |  | 56.104 | 6 | 22.5714 | 4 | 4 | 22.5714 | 0 |  | n-Butane | 0.013311
iC4H10 |  | 0.0042988 | 0.0008207 |  |  |  |  | 0.047699 |  | 0 |  | 0 |  | 0 | [12 empty] | 4 | 10 |  |  |  | 58.12 | 6.5 | 24.4524 | 4 | 5 | 24.4524 | 0 |  | i-Pentane | 0.014451
nC4H10 |  | 0.013311 | 0.0025413 |  |  |  |  | 0.1477 |  | 0 |  | 0 |  | 0 | [12 empty] | 4 | 10 |  |  |  | 58.12 | 6.5 | 24.4524 | 4 | 5 | 24.4524 | 0 |  | 22-Mpropane | 6.3635e-05
iC5H12 |  | 0.014451 | 0.0027588 |  |  |  |  | 0.19904 |  | 0 |  | 0 |  | 0 | [12 empty] | 5 | 12 |  |  |  | 72.146 | 8 | 30.0952 | 5 | 6 | 30.0952 | 0 |  | n-Pentane | 0.018658
nC5H12 |  | 0.018658 | 0.0035621 |  |  |  |  | 0.25699 |  | 0 |  | 0 |  | 0 | [12 empty] | 5 | 12 |  |  |  | 72.146 | 8 | 30.0952 | 5 | 6 | 30.0952 | 0 |  | Benzene | 0.002327
nC22* |  | 0.94337 | 0.1801 |  |  |  |  | 57.58 |  | 0 |  | 0 |  | 0 | [12 empty] | 22.65 | 47.3 |  |  |  | 319.7049 | 34.475 | 129.6917 | 22.65 | 23.65 | 129.6917 | 0 |  | Toluene | 0.0042009
He |  | 0 | 0 |  |  |  |  | 0 |  | 0 |  | 0 |  | 0 | [17 empty] | 4.003 | [7 empty] | E-Benzene | 0.00092197
H2S |  | 0 | 0 |  |  |  |  | 0 |  | 0 |  | 0 |  | 0 | [13 empty] | 2 |  |  | 1 | 34.016 | 1.5 | 5.6429 | 0 | 1 | 5.6429 | 1 |  | m-Xylene | 0.0051351
O2 |  | 0 | 0 |  | 6.2856 |  | 0.94284 | 231.3092 |  | 0.026678 |  | 0.94284 |  | 30.1708 | [14 empty] | 2 |  |  | 32 | 0 | 0 | 0 | 0 | 0 | 0 |  | o-Xylene | 0.002295
N2 |  | 1.4415e-10 | 2.7521e-11 |  | 23.6457 |  | 2.3083 | 726.7137 |  | 0.73438 |  | 25.9539 |  | 726.7104 | [15 empty] | 2 |  | 28 | 0 | 0 | 0 | 0 | 1 | 0 |  | C6* | 0.012247
CO |  | 0 | 0 |  |  |  |  | 0 |  | 1.1766e-06 |  | 4.1582e-05 |  | 0.0011647 | [12 empty] | 1 |  | 1 |  |  | 28.01 | [7 empty] | C7-10* | 0.05923
CO2 |  | 1.0484e-06 | 2.0015e-07 |  |  |  |  | 8.8084e-06 |  | 0.11677 |  | 4.1268 |  | 181.6206 | [12 empty] | 1 |  | 2 |  |  | 44.01 | [7 empty] | C11-15* | 0.048153
NO2 |  | 0 | 0 |  |  |  |  | 0 |  | 3.3257e-06 |  | 0.00011754 |  | 0.0054067 | [14 empty] | 2 | 1 |  | 46 | [7 empty] | C16-20* | 0.034142
N2O |  | 0 | [26 empty] | 1 | 2 |  | 44 | [7 empty] | C21-25* | 0.025927
SO2 |  | 0 | 0 |  |  |  |  | 0 |  | 1.5719e-07 |  | 5.5554e-06 |  | 0.00035554 | [14 empty] | 2 |  | 1 | 64 | [7 empty] | C26-29* | 0.015381
H2O |  | 0.0014952 | 0.00028546 |  |  |  |  | 0.0051428 |  | 0.12217 |  | 4.3177 |  | 77.7885 | [13 empty] | 2 | 1 |  |  | 18.016 | [7 empty] | C30-35* | 0.016044
Total |  | 0.99994 | 0.1909 |  | 29.9313 |  | 3.2512 | 1016.2954 |  | 1 |  | 35.3415 |  | 1016.2972 | [25 empty] | C36+* | 0.040186
Emissions rates | [6 empty] | g/s | [32 empty] | C6_1* | 0.020505
NOx Emission rate estimate as: | [6 empty] | 0.0015019 | 0.0054067 |  | kg/h |  | 0.00051904 |  | tpa | [25 empty] | C7-10_1* | 0.12183
CO Emission rate estimate as: | [6 empty] | 0.00032353 | 0.0011647 |  | kg/h |  | 0.00011181 |  | tpa
PM Emission rate estimated as: | [6 empty] | 0.00010557 | 0.00038006 |  | kg/h |  | 3.6486e-05 |  | tpa
CH4 Emissions estimate rate: | [6 empty] | 0 | 0 |  | kg/h |  | 0 |  | tpa
VOC Emission rate estimated as: | [6 empty] | 0 | 0 |  | kg/h |  | 0 |  | tpa | [25 empty] | C11-15_1* | 0.1078
SO2 Emissions estimate rate: | [6 empty] | 9.8762e-05 | 0.00035554 |  | kg/h |  | 3.4132e-05 |  | tpa
N2O Emission rate estimated as: | [6 empty] | 0 | 0 |  | kg/h |  | 0 |  | tpa
CO2 Emission rate estimated as: | [6 empty] | 49.005 |  | 176.418 | kg/h |  | 16.9361 |  | tpa
Notes: | [39 empty] | C16-20_1* | 0.075641
1. | Emission factors have been taken from Section 1.3 in EPA AP42 based on No 4 oil [Ref 3]. | [38 empty] | C21-25_1* | 0.061705
2. | Average diesel density taken from [Ref 7] where minimum is 820 and maximum is 845. Average taken as 832.5 kg/m3. LHV = 11.83 KWh/kg and HHV = 12.67 KWh/kg. | [38 empty] | C26-29_1* | 0.04073
3. | Diesel fuel consumption rate taken from [Ref 2]. | [38 empty] | C30-35_1* | 0.043895
[40 empty] | C36+_1* | 0.09828
[40 empty] | C6_2* | 0.0046103
[40 empty] | C7-10_2* | 0.024351
[40 empty] | C11-15_2* | 0.022612
[40 empty] | C16-20_2* | 0.016632
[40 empty] | C21-25_3* | 0.012041
[40 empty] | C26-29_2* | 0.0066817
[40 empty] | C30-35_2* | 0.0065662
[40 empty] | C36+_2* | 0.013299
[40 empty] | H2O | 0.0014952

## Precom DP P
CALCULATION SHEET
Crude Emission factors
[36 empty] | lb/ 1000gal | HHV | 150 | MMBTU/1000gal
[30 empty] | From | To | Multiply by |  |  | Nox | 20 |  | 0.13333 | lb/MMBTU
Customer |  |  | OMVP | [14 empty] | Proj No |  |  | PRJ-001030 | [8 empty] | lb/MMBtu | lb/106 scf | 1020 |  |  | CO | 5 |  | 0.033333
Project Title |  |  | OMV Neptun BAT Study & ESIA | [14 empty] | Calc No | [11 empty] | lb | kg | 0.454 |  |  | PM | 7 |  | 0.046667
Calculation Title |  |  | Emissions Inventory | [14 empty] | Phase/CTR |  |  | Construction | [8 empty] | scf | Sm3 | 0.028373 |  |  | SO2 | 1.5 |  | 0.01
Elec File Location | [29 empty] | lb/106 scf | kg/106 Sm3 | 16.9126 |  |  | VOC | 1.04 |  | 0.0069333
[30 empty] | MJ | Btu | 947 |  |  | N2O | 0.53 |  | 0.0035333
Project File Location | [17 empty] | Page
Offshore Pre-Com Spread on Construction Vessels - Pelican - Dewatering and Packing
[30 empty] | No.6 | 150 | MMBTU/1000 gallons |  | 5.7378e-17
EQUIPMENT: |  |  | Diesel Engine | [27 empty] | 41792.8579
Emissions Factors: |  |  | MW |  |  | Density |  | LHV |  |  | HHV |  |  | NOx |  | NOx |  |  | CO |  | CO |  | PM |  | PM |  |  |  |  | HHV |  | NOx |  |  | CO
|  |  | g/mol |  |  | kg/Sm³ |  | MJ/kg |  |  | MJ/Sm³ |  |  | kg/106 Sm³ |  | kg/kg fuel |  |  | kg/106 Sm³ |  | kg/kg fuel |  | kg/106 Sm³ |  | kg/kg fuel |  |  |  |  | Btu/scf | MJ/Sm3 | lb/MMBtu | kg/MJ | kg/106 Sm3 | lb/MMBtu | kg/MJ | kg/106 Sm3
Reference Gas | [10 empty] | 44.8902 |  |  | 76019.58 |  |  |  |  | 16376.1 |  |  |  | 5343.78 |  |  |  | Average Natural Gas |  |  | 1020 | 37.9563 | 0.13333 | 5.7374e-05 | 2575.5436 | 0.033333 | 1.4344e-05 | 643.8859
Diesel |  |  | 305.241 |  |  | 832.5 |  | 42.59 |  |  | 45.61 |  |  | 77238.5409 |  | 9.2779e-05 |  |  | 16638.6879 |  | 1.9986e-05 |  | 5429.4666 |  | 6.5219e-06 |  | EPA Std Temp = | 60 | °F |  |  | PM |  |  | CH4
[27 empty] | = | 15.5556 | °C |  |  | lb/MMBtu | kg/MJ | kg/106 Sm3 | lb/MMBtu | kg/MJ | kg/106 Sm3
Emissions Factors: |  |  | CH4 |  |  | CH4 |  | SO2 |  |  | SO2 |  |  | VOC |  | VOC |  |  | N2O |  | N2O |  | EFs from EPA-42 Table 3.3-1 |  |  |  | Proj Std Temp. = | 15.6 | °C |  |  | 0.046667 | 2.0081e-05 | 901.4403 | 0.37446 | 0.00016113 | 7233.2855
|  |  | kg/106 Sm³ |  |  | kg/kg fuel |  | kg/106 Sm³ |  |  | kg/kg fuel |  |  | kg/106 Sm³ |  | kg/kg fuel |  |  | kg/106 Sm³ |  | kg/kg fuel | [10 empty] | VOC
Reference Gas | [7 empty] | 4999.02 | [23 empty] | lb/MMBtu | kg/MJ | kg/106 Sm3
Diesel | [7 empty] | 5079.1784 |  |  | 6.1011e-06 | [20 empty] | 0.0069333 | 2.9835e-06 | 133.9283
[32 empty] | SO2 |  |  | N2O
Furnace Duty: | [13 empty] | Fuel Consumption: | [17 empty] | lb/MMBtu | kg/MJ | kg/106 Sm3 | lb/MMBtu | kg/MJ | kg/106 Sm3
Duty Requirement |  |  |  | MW |  |  | Furnace Efficiency | [5 empty] | % | Diesel |  |  | 2056.275 |  |  | kg/h | 6.7366 | kmol/h |  | 24.3269 |  | MW | 0 |  |  |  |  | 0.01 | 4.3031e-06 | 193.1658 | 0.0035333 | 1.5204e-06 | 68.2519
Fired Duty |  |  |  | MW | [22 empty] | 0
|  | Diesel | [14 empty] | 24.3269 | MW
Compositions |  |  |  |  | Air |  |  | Total Feed |  | Combustion Products | [6 empty] | 48 | hrs pa
[5 empty] | Comb |  | XS | [9 empty] | 1167.69 | MWhr pa | [8 empty] | REACTANT | [5 empty] | REQ. COMBUSTION AIR |  | PRODUCTS
Component |  | Mol Frac | kmol/h |  | kmol/h |  | kmol/h | kg/h |  | Mol Frac |  | kmol/h |  | kg/h |  |  | 4203.6841 | GJ pa | [8 empty] | C | H | O | N | S | MW | O2 | N2 | CO2 | H2O | N2 | SO2
H2 |  | 0 | 0 |  |  |  |  | 0 |  | 0 |  | 0 |  | 0 | [13 empty] | 2 |  |  |  | 2.016 | 0.5 | 1.881 | 0 | 1 | 1.881 | 0 |  | Nitrogen | 1.4415e-10
CH4 |  | 3.7673e-06 | 2.5378e-05 |  |  |  |  | 0.00040712 |  | 0 |  | 0 |  | 0 | Duration for Pelican pre-com over 7 days temp spread based on offshore construction vessel diesel driven units. Assumption based on engagement with pre-com contractor lt/hr is based on diesel consumption. Total activity basis is 7 days. De-Watering and Packing - 2 days, Primary Compressor x 12 @ 140lt/hr, Generator for NPU x 2 @ 50lt/hr, Booster x 3 @ 155lt/hr Displacement Pump x 2 @ 100lt/hr, Power Generator x 1 @ 25lt/hr = 2470 l/h = 2056.275 kg/h | [11 empty] | 1 | 4 |  |  |  | 16.042 | 2 | 7.5238 | 1 | 2 | 7.5238 | 0 |  | CO2 | 1.0484e-06
C2H4 |  | 0 | 0 |  |  |  |  | 0 |  | 0 |  | 0 |  | 0 | [12 empty] | 2 | 4 |  |  |  | 28.052 | 3 | 11.2857 | 2 | 2 | 11.2857 | 0 |  | Methane | 3.7673e-06
C2H6 |  | 0.00023202 | 0.001563 |  |  |  |  | 0.046997 |  | 0 |  | 0 |  | 0 | [12 empty] | 2 | 6 |  |  |  | 30.068 | 3.5 | 13.1667 | 2 | 3 | 13.1667 | 0 |  | Ethane | 0.00023202
C3H6 |  | 0 | 0 |  |  |  |  | 0 |  | 0 |  | 0 |  | 0 | [12 empty] | 3 | 6 |  |  |  | 42.078 | 4.5 | 16.9286 | 3 | 3 | 16.9286 | 0 |  | Propane | 0.004114
C3H8 |  | 0.004114 | 0.027714 |  |  |  |  | 1.222 |  | 0 |  | 0 |  | 0 | [12 empty] | 3 | 8 |  |  |  | 44.094 | 5 | 18.8095 | 3 | 4 | 18.8095 | 0 |  | i-Butane | 0.0042988
iC4H8 |  | 0 | 0 |  |  |  |  | 0 |  | 0 |  | 0 |  | 0 | [12 empty] | 4 | 8 |  |  |  | 56.104 | 6 | 22.5714 | 4 | 4 | 22.5714 | 0 |  | n-Butane | 0.013311
iC4H10 |  | 0.0042988 | 0.028959 |  |  |  |  | 1.6831 |  | 0 |  | 0 |  | 0 | [12 empty] | 4 | 10 |  |  |  | 58.12 | 6.5 | 24.4524 | 4 | 5 | 24.4524 | 0 |  | i-Pentane | 0.014451
nC4H10 |  | 0.013311 | 0.08967 |  |  |  |  | 5.2116 |  | 0 |  | 0 |  | 0 | [12 empty] | 4 | 10 |  |  |  | 58.12 | 6.5 | 24.4524 | 4 | 5 | 24.4524 | 0 |  | 22-Mpropane | 6.3635e-05
iC5H12 |  | 0.014451 | 0.097348 |  |  |  |  | 7.0232 |  | 0 |  | 0 |  | 0 | [12 empty] | 5 | 12 |  |  |  | 72.146 | 8 | 30.0952 | 5 | 6 | 30.0952 | 0 |  | n-Pentane | 0.018658
nC5H12 |  | 0.018658 | 0.12569 |  |  |  |  | 9.068 |  | 0 |  | 0 |  | 0 | [12 empty] | 5 | 12 |  |  |  | 72.146 | 8 | 30.0952 | 5 | 6 | 30.0952 | 0 |  | Benzene | 0.002327
nC22* |  | 0.94337 | 6.3551 |  |  |  |  | 2031.7516 |  | 0 |  | 0 |  | 0 | [12 empty] | 22.65 | 47.3 |  |  |  | 319.7049 | 34.475 | 129.6917 | 22.65 | 23.65 | 129.6917 | 0 |  | Toluene | 0.0042009
He |  | 0 | 0 |  |  |  |  | 0 |  | 0 |  | 0 |  | 0 | [17 empty] | 4.003 | [7 empty] | E-Benzene | 0.00092197
H2S |  | 0 | 0 |  |  |  |  | 0 |  | 0 |  | 0 |  | 0 | [13 empty] | 2 |  |  | 1 | 34.016 | 1.5 | 5.6429 | 0 | 1 | 5.6429 | 1 |  | m-Xylene | 0.0051351
O2 |  | 0 | 0 |  | 221.791 |  | 33.2687 | 8161.9093 |  | 0.026678 |  | 33.2687 |  | 1064.5969 | [14 empty] | 2 |  |  | 32 | 0 | 0 | 0 | 0 | 0 | 0 |  | o-Xylene | 0.002295
N2 |  | 1.4415e-10 | 9.7109e-10 |  | 834.3567 |  | 81.4508 | 25642.6104 |  | 0.73438 |  | 915.8034 |  | 25642.4942 | [15 empty] | 2 |  | 28 | 0 | 0 | 0 | 0 | 1 | 0 |  | C6* | 0.012247
CO |  | 0 | 0 |  |  |  |  | 0 |  | 1.1766e-06 |  | 0.0014672 |  | 0.041098 | [12 empty] | 1 |  | 1 |  |  | 28.01 | [7 empty] | C7-10* | 0.05923
CO2 |  | 1.0484e-06 | 7.0623e-06 |  |  |  |  | 0.00031081 |  | 0.11677 |  | 145.6172 |  | 6408.6129 | [12 empty] | 1 |  | 2 |  |  | 44.01 | [7 empty] | C11-15* | 0.048153
NO2 |  | 0 | 0 |  |  |  |  | 0 |  | 3.3257e-06 |  | 0.0041474 |  | 0.19078 | [14 empty] | 2 | 1 |  | 46 | [7 empty] | C16-20* | 0.034142
N2O |  | 0 | [26 empty] | 1 | 2 |  | 44 | [7 empty] | C21-25* | 0.025927
SO2 |  | 0 | 0 |  |  |  |  | 0 |  | 1.5719e-07 |  | 0.00019602 |  | 0.012546 | [14 empty] | 2 |  | 1 | 64 | [7 empty] | C26-29* | 0.015381
H2O |  | 0.0014952 | 0.010072 |  |  |  |  | 0.18147 |  | 0.12217 |  | 152.3548 |  | 2744.8238 | [13 empty] | 2 | 1 |  |  | 18.016 | [7 empty] | C30-35* | 0.016044
Total |  | 0.99994 | 6.7361 |  | 1056.1477 |  | 114.7195 | 35860.7085 |  | 1 |  | 1247.0498 |  | 35860.7722 | [25 empty] | C36+* | 0.040186
Emissions rates | [6 empty] | g/s | [32 empty] | C6_1* | 0.020505
NOx Emission rate estimate as: | [6 empty] | 0.052994 | 0.19078 |  | kg/h |  | 0.0091574 |  | tpa | [25 empty] | C7-10_1* | 0.12183
CO Emission rate estimate as: | [6 empty] | 0.011416 | 0.041098 |  | kg/h |  | 0.0019727 |  | tpa
PM Emission rate estimated as: | [6 empty] | 0.0037252 | 0.013411 |  | kg/h |  | 0.00064372 |  | tpa
CH4 Emissions estimate rate: | [6 empty] | 0 | 0 |  | kg/h |  | 0 |  | tpa
VOC Emission rate estimated as: | [6 empty] | 0 | 0 |  | kg/h |  | 0 |  | tpa | [25 empty] | C11-15_1* | 0.1078
SO2 Emissions estimate rate: | [6 empty] | 0.0034849 | 0.012546 |  | kg/h |  | 0.00060219 |  | tpa
N2O Emission rate estimated as: | [6 empty] | 0 | 0 |  | kg/h |  | 0 |  | tpa
CO2 Emission rate estimated as: | [6 empty] | 1729.1764 |  | 6225.035 | kg/h |  | 298.8017 |  | tpa
Notes: | [39 empty] | C16-20_1* | 0.075641
1. | Emission factors have been taken from Section 1.3 in EPA AP42 based on No 4 oil [Ref 3]. | [38 empty] | C21-25_1* | 0.061705
2. | Average diesel density taken from [Ref 7] where minimum is 820 and maximum is 845. Average taken as 832.5 kg/m3. LHV = 11.83 KWh/kg and HHV = 12.67 KWh/kg. | [38 empty] | C26-29_1* | 0.04073
3. | Diesel fuel consumption rate taken from [Ref 2]. | [38 empty] | C30-35_1* | 0.043895
[40 empty] | C36+_1* | 0.09828
[40 empty] | C6_2* | 0.0046103
[40 empty] | C7-10_2* | 0.024351
[40 empty] | C11-15_2* | 0.022612
[40 empty] | C16-20_2* | 0.016632
[40 empty] | C21-25_3* | 0.012041
[40 empty] | C26-29_2* | 0.0066817
[40 empty] | C30-35_2* | 0.0065662
[40 empty] | C36+_2* | 0.013299
[40 empty] | H2O | 0.0014952

## Precom F D
CALCULATION SHEET
Crude Emission factors
[36 empty] | lb/ 1000gal | HHV | 150 | MMBTU/1000gal
[30 empty] | From | To | Multiply by |  |  | Nox | 20 |  | 0.13333 | lb/MMBTU
Customer |  |  | OMVP | [14 empty] | Proj No |  |  | PRJ-001030 | [8 empty] | lb/MMBtu | lb/106 scf | 1020 |  |  | CO | 5 |  | 0.033333
Project Title |  |  | OMV Neptun BAT Study & ESIA | [14 empty] | Calc No | [11 empty] | lb | kg | 0.454 |  |  | PM | 7 |  | 0.046667
Calculation Title |  |  | Emissions Inventory | [14 empty] | Phase/CTR |  |  | Construction | [8 empty] | scf | Sm3 | 0.028373 |  |  | SO2 | 1.5 |  | 0.01
Elec File Location | [29 empty] | lb/106 scf | kg/106 Sm3 | 16.9126 |  |  | VOC | 1.04 |  | 0.0069333
[30 empty] | MJ | Btu | 947 |  |  | N2O | 0.53 |  | 0.0035333
Project File Location | [17 empty] | Page
Offshore Pre-Com Spread on Construction Vessels - Domino - Filling
[30 empty] | No.6 | 150 | MMBTU/1000 gallons |  | 5.7378e-17
EQUIPMENT: |  |  | Diesel Engine | [27 empty] | 41792.8579
Emissions Factors: |  |  | MW |  |  | Density |  | LHV |  |  | HHV |  |  | NOx |  | NOx |  |  | CO |  | CO |  | PM |  | PM |  |  |  |  | HHV |  | NOx |  |  | CO
|  |  | g/mol |  |  | kg/Sm³ |  | MJ/kg |  |  | MJ/Sm³ |  |  | kg/106 Sm³ |  | kg/kg fuel |  |  | kg/106 Sm³ |  | kg/kg fuel |  | kg/106 Sm³ |  | kg/kg fuel |  |  |  |  | Btu/scf | MJ/Sm3 | lb/MMBtu | kg/MJ | kg/106 Sm3 | lb/MMBtu | kg/MJ | kg/106 Sm3
Reference Gas | [10 empty] | 44.8902 |  |  | 76019.58 |  |  |  |  | 16376.1 |  |  |  | 5343.78 |  |  |  | Average Natural Gas |  |  | 1020 | 37.9563 | 0.13333 | 5.7374e-05 | 2575.5436 | 0.033333 | 1.4344e-05 | 643.8859
Diesel |  |  | 305.241 |  |  | 832.5 |  | 42.59 |  |  | 45.61 |  |  | 77238.5409 |  | 9.2779e-05 |  |  | 16638.6879 |  | 1.9986e-05 |  | 5429.4666 |  | 6.5219e-06 |  | EPA Std Temp = | 60 | °F |  |  | PM |  |  | CH4
[27 empty] | = | 15.5556 | °C |  |  | lb/MMBtu | kg/MJ | kg/106 Sm3 | lb/MMBtu | kg/MJ | kg/106 Sm3
Emissions Factors: |  |  | CH4 |  |  | CH4 |  | SO2 |  |  | SO2 |  |  | VOC |  | VOC |  |  | N2O |  | N2O |  | EFs from EPA-42 Table 3.3-1 |  |  |  | Proj Std Temp. = | 15.6 | °C |  |  | 0.046667 | 2.0081e-05 | 901.4403 | 0.37446 | 0.00016113 | 7233.2855
|  |  | kg/106 Sm³ |  |  | kg/kg fuel |  | kg/106 Sm³ |  |  | kg/kg fuel |  |  | kg/106 Sm³ |  | kg/kg fuel |  |  | kg/106 Sm³ |  | kg/kg fuel | [10 empty] | VOC
Reference Gas | [7 empty] | 4999.02 | [23 empty] | lb/MMBtu | kg/MJ | kg/106 Sm3
Diesel | [7 empty] | 5079.1784 |  |  | 6.1011e-06 | [20 empty] | 0.0069333 | 2.9835e-06 | 133.9283
[32 empty] | SO2 |  |  | N2O
Furnace Duty: | [13 empty] | Fuel Consumption: | [17 empty] | lb/MMBtu | kg/MJ | kg/106 Sm3 | lb/MMBtu | kg/MJ | kg/106 Sm3
Duty Requirement |  |  |  | MW |  |  | Furnace Efficiency | [5 empty] | % | Diesel |  |  | 30.386 |  |  | kg/h | 0.099548 | kmol/h |  | 0.35948 |  | MW | 0 |  |  |  |  | 0.01 | 4.3031e-06 | 193.1658 | 0.0035333 | 1.5204e-06 | 68.2519
Fired Duty |  |  |  | MW | [22 empty] | 0
|  | Diesel | [14 empty] | 0.35948 | MW
Compositions |  |  |  |  | Air |  |  | Total Feed |  | Combustion Products | [6 empty] | 96 | hrs pa
[5 empty] | Comb |  | XS | [9 empty] | 34.5104 | MWhr pa | [8 empty] | REACTANT | [5 empty] | REQ. COMBUSTION AIR |  | PRODUCTS
Component |  | Mol Frac | kmol/h |  | kmol/h |  | kmol/h | kg/h |  | Mol Frac |  | kmol/h |  | kg/h |  |  | 124.2374 | GJ pa | [8 empty] | C | H | O | N | S | MW | O2 | N2 | CO2 | H2O | N2 | SO2
H2 |  | 0 | 0 |  |  |  |  | 0 |  | 0 |  | 0 |  | 0 | [13 empty] | 2 |  |  |  | 2.016 | 0.5 | 1.881 | 0 | 1 | 1.881 | 0 |  | Nitrogen | 1.4415e-10
CH4 |  | 3.7673e-06 | 3.7502e-07 |  |  |  |  | 6.0161e-06 |  | 0 |  | 0 |  | 0 | Duration for GPP pre-com Offshore over 15 days temp spread based on offshore construction vessel diesel driven units. Assumption based on engagement with pre-com contractor lt/hr is based on diesel consumption. Total activity basis is 15 days Filling - 4 days, Lift Pump - x1 @ 160lt/hr, Flooding Pump - x1 @ 80lt/hr, Power Generator x 1 @ 45lt/hr, Service Air Compressor x 1 @ 80lt/hr = 365 l/h = 30.386 kg/h | [11 empty] | 1 | 4 |  |  |  | 16.042 | 2 | 7.5238 | 1 | 2 | 7.5238 | 0 |  | CO2 | 1.0484e-06
C2H4 |  | 0 | 0 |  |  |  |  | 0 |  | 0 |  | 0 |  | 0 | [12 empty] | 2 | 4 |  |  |  | 28.052 | 3 | 11.2857 | 2 | 2 | 11.2857 | 0 |  | Methane | 3.7673e-06
C2H6 |  | 0.00023202 | 2.3097e-05 |  |  |  |  | 0.00069449 |  | 0 |  | 0 |  | 0 | [12 empty] | 2 | 6 |  |  |  | 30.068 | 3.5 | 13.1667 | 2 | 3 | 13.1667 | 0 |  | Ethane | 0.00023202
C3H6 |  | 0 | 0 |  |  |  |  | 0 |  | 0 |  | 0 |  | 0 | [12 empty] | 3 | 6 |  |  |  | 42.078 | 4.5 | 16.9286 | 3 | 3 | 16.9286 | 0 |  | Propane | 0.004114
C3H8 |  | 0.004114 | 0.00040954 |  |  |  |  | 0.018058 |  | 0 |  | 0 |  | 0 | [12 empty] | 3 | 8 |  |  |  | 44.094 | 5 | 18.8095 | 3 | 4 | 18.8095 | 0 |  | i-Butane | 0.0042988
iC4H8 |  | 0 | 0 |  |  |  |  | 0 |  | 0 |  | 0 |  | 0 | [12 empty] | 4 | 8 |  |  |  | 56.104 | 6 | 22.5714 | 4 | 4 | 22.5714 | 0 |  | n-Butane | 0.013311
iC4H10 |  | 0.0042988 | 0.00042793 |  |  |  |  | 0.024871 |  | 0 |  | 0 |  | 0 | [12 empty] | 4 | 10 |  |  |  | 58.12 | 6.5 | 24.4524 | 4 | 5 | 24.4524 | 0 |  | i-Pentane | 0.014451
nC4H10 |  | 0.013311 | 0.0013251 |  |  |  |  | 0.077013 |  | 0 |  | 0 |  | 0 | [12 empty] | 4 | 10 |  |  |  | 58.12 | 6.5 | 24.4524 | 4 | 5 | 24.4524 | 0 |  | 22-Mpropane | 6.3635e-05
iC5H12 |  | 0.014451 | 0.0014385 |  |  |  |  | 0.10378 |  | 0 |  | 0 |  | 0 | [12 empty] | 5 | 12 |  |  |  | 72.146 | 8 | 30.0952 | 5 | 6 | 30.0952 | 0 |  | n-Pentane | 0.018658
nC5H12 |  | 0.018658 | 0.0018574 |  |  |  |  | 0.134 |  | 0 |  | 0 |  | 0 | [12 empty] | 5 | 12 |  |  |  | 72.146 | 8 | 30.0952 | 5 | 6 | 30.0952 | 0 |  | Benzene | 0.002327
nC22* |  | 0.94337 | 0.09391 |  |  |  |  | 30.0236 |  | 0 |  | 0 |  | 0 | [12 empty] | 22.65 | 47.3 |  |  |  | 319.7049 | 34.475 | 129.6917 | 22.65 | 23.65 | 129.6917 | 0 |  | Toluene | 0.0042009
He |  | 0 | 0 |  |  |  |  | 0 |  | 0 |  | 0 |  | 0 | [17 empty] | 4.003 | [7 empty] | E-Benzene | 0.00092197
H2S |  | 0 | 0 |  |  |  |  | 0 |  | 0 |  | 0 |  | 0 | [13 empty] | 2 |  |  | 1 | 34.016 | 1.5 | 5.6429 | 0 | 1 | 5.6429 | 1 |  | m-Xylene | 0.0051351
O2 |  | 0 | 0 |  | 3.2775 |  | 0.49162 | 120.6102 |  | 0.026678 |  | 0.49162 |  | 15.7318 | [14 empty] | 2 |  |  | 32 | 0 | 0 | 0 | 0 | 0 | 0 |  | o-Xylene | 0.002295
N2 |  | 1.4415e-10 | 1.435e-11 |  | 12.3295 |  | 1.2036 | 378.9261 |  | 0.73438 |  | 13.533 |  | 378.9244 | [15 empty] | 2 |  | 28 | 0 | 0 | 0 | 0 | 1 | 0 |  | C6* | 0.012247
CO |  | 0 | 0 |  |  |  |  | 0 |  | 1.1766e-06 |  | 2.1682e-05 |  | 0.00060731 | [12 empty] | 1 |  | 1 |  |  | 28.01 | [7 empty] | C7-10* | 0.05923
CO2 |  | 1.0484e-06 | 1.0436e-07 |  |  |  |  | 4.5929e-06 |  | 0.11677 |  | 2.1518 |  | 94.7014 | [12 empty] | 1 |  | 2 |  |  | 44.01 | [7 empty] | C11-15* | 0.048153
NO2 |  | 0 | 0 |  |  |  |  | 0 |  | 3.3257e-06 |  | 6.1287e-05 |  | 0.0028192 | [14 empty] | 2 | 1 |  | 46 | [7 empty] | C16-20* | 0.034142
N2O |  | 0 | [26 empty] | 1 | 2 |  | 44 | [7 empty] | C21-25* | 0.025927
SO2 |  | 0 | 0 |  |  |  |  | 0 |  | 1.5719e-07 |  | 2.8967e-06 |  | 0.00018539 | [14 empty] | 2 |  | 1 | 64 | [7 empty] | C26-29* | 0.015381
H2O |  | 0.0014952 | 0.00014884 |  |  |  |  | 0.0026816 |  | 0.12217 |  | 2.2514 |  | 40.5608 | [13 empty] | 2 | 1 |  |  | 18.016 | [7 empty] | C30-35* | 0.016044
Total |  | 0.99994 | 0.099541 |  | 15.6069 |  | 1.6952 | 529.9211 |  | 1 |  | 18.4279 |  | 529.922 | [25 empty] | C36+* | 0.040186
Emissions rates | [6 empty] | g/s | [32 empty] | C6_1* | 0.020505
NOx Emission rate estimate as: | [6 empty] | 0.00078311 | 0.0028192 |  | kg/h |  | 0.00027064 |  | tpa | [25 empty] | C7-10_1* | 0.12183
CO Emission rate estimate as: | [6 empty] | 0.0001687 | 0.00060731 |  | kg/h |  | 5.8301e-05 |  | tpa
PM Emission rate estimated as: | [6 empty] | 5.5048e-05 | 0.00019817 |  | kg/h |  | 1.9025e-05 |  | tpa
CH4 Emissions estimate rate: | [6 empty] | 0 | 0 |  | kg/h |  | 0 |  | tpa
VOC Emission rate estimated as: | [6 empty] | 0 | 0 |  | kg/h |  | 0 |  | tpa | [25 empty] | C11-15_1* | 0.1078
SO2 Emissions estimate rate: | [6 empty] | 5.1497e-05 | 0.00018539 |  | kg/h |  | 1.7797e-05 |  | tpa
N2O Emission rate estimated as: | [6 empty] | 0 | 0 |  | kg/h |  | 0 |  | tpa
CO2 Emission rate estimated as: | [6 empty] | 25.5524 |  | 91.9886 | kg/h |  | 8.8309 |  | tpa
Notes: | [39 empty] | C16-20_1* | 0.075641
1. | Emission factors have been taken from Section 1.3 in EPA AP42 based on No 4 oil [Ref 3]. | [38 empty] | C21-25_1* | 0.061705
2. | Average diesel density taken from [Ref 7] where minimum is 820 and maximum is 845. Average taken as 832.5 kg/m3. LHV = 11.83 KWh/kg and HHV = 12.67 KWh/kg. | [38 empty] | C26-29_1* | 0.04073
3. | Diesel fuel consumption rate taken from [Ref 2]. | [38 empty] | C30-35_1* | 0.043895
[40 empty] | C36+_1* | 0.09828
[40 empty] | C6_2* | 0.0046103
[40 empty] | C7-10_2* | 0.024351
[40 empty] | C11-15_2* | 0.022612
[40 empty] | C16-20_2* | 0.016632
[40 empty] | C21-25_3* | 0.012041
[40 empty] | C26-29_2* | 0.0066817
[40 empty] | C30-35_2* | 0.0065662
[40 empty] | C36+_2* | 0.013299
[40 empty] | H2O | 0.0014952

## Precom H D
CALCULATION SHEET
Crude Emission factors
[36 empty] | lb/ 1000gal | HHV | 150 | MMBTU/1000gal
[30 empty] | From | To | Multiply by |  |  | Nox | 20 |  | 0.13333 | lb/MMBTU
Customer |  |  | OMVP | [14 empty] | Proj No |  |  | PRJ-001030 | [8 empty] | lb/MMBtu | lb/106 scf | 1020 |  |  | CO | 5 |  | 0.033333
Project Title |  |  | OMV Neptun BAT Study & ESIA | [14 empty] | Calc No | [11 empty] | lb | kg | 0.454 |  |  | PM | 7 |  | 0.046667
Calculation Title |  |  | Emissions Inventory | [14 empty] | Phase/CTR |  |  | Construction | [8 empty] | scf | Sm3 | 0.028373 |  |  | SO2 | 1.5 |  | 0.01
Elec File Location | [29 empty] | lb/106 scf | kg/106 Sm3 | 16.9126 |  |  | VOC | 1.04 |  | 0.0069333
[30 empty] | MJ | Btu | 947 |  |  | N2O | 0.53 |  | 0.0035333
Project File Location | [17 empty] | Page
Offshore Pre-Com Spread on Construction Vessels - Domino - Hydrotest
[30 empty] | No.6 | 150 | MMBTU/1000 gallons |  | 5.7378e-17
EQUIPMENT: |  |  | Diesel Engine | [27 empty] | 41792.8579
Emissions Factors: |  |  | MW |  |  | Density |  | LHV |  |  | HHV |  |  | NOx |  | NOx |  |  | CO |  | CO |  | PM |  | PM |  |  |  |  | HHV |  | NOx |  |  | CO
|  |  | g/mol |  |  | kg/Sm³ |  | MJ/kg |  |  | MJ/Sm³ |  |  | kg/106 Sm³ |  | kg/kg fuel |  |  | kg/106 Sm³ |  | kg/kg fuel |  | kg/106 Sm³ |  | kg/kg fuel |  |  |  |  | Btu/scf | MJ/Sm3 | lb/MMBtu | kg/MJ | kg/106 Sm3 | lb/MMBtu | kg/MJ | kg/106 Sm3
Reference Gas | [10 empty] | 44.8902 |  |  | 76019.58 |  |  |  |  | 16376.1 |  |  |  | 5343.78 |  |  |  | Average Natural Gas |  |  | 1020 | 37.9563 | 0.13333 | 5.7374e-05 | 2575.5436 | 0.033333 | 1.4344e-05 | 643.8859
Diesel |  |  | 305.241 |  |  | 832.5 |  | 42.59 |  |  | 45.61 |  |  | 77238.5409 |  | 9.2779e-05 |  |  | 16638.6879 |  | 1.9986e-05 |  | 5429.4666 |  | 6.5219e-06 |  | EPA Std Temp = | 60 | °F |  |  | PM |  |  | CH4
[27 empty] | = | 15.5556 | °C |  |  | lb/MMBtu | kg/MJ | kg/106 Sm3 | lb/MMBtu | kg/MJ | kg/106 Sm3
Emissions Factors: |  |  | CH4 |  |  | CH4 |  | SO2 |  |  | SO2 |  |  | VOC |  | VOC |  |  | N2O |  | N2O |  | EFs from EPA-42 Table 3.3-1 |  |  |  | Proj Std Temp. = | 15.6 | °C |  |  | 0.046667 | 2.0081e-05 | 901.4403 | 0.37446 | 0.00016113 | 7233.2855
|  |  | kg/106 Sm³ |  |  | kg/kg fuel |  | kg/106 Sm³ |  |  | kg/kg fuel |  |  | kg/106 Sm³ |  | kg/kg fuel |  |  | kg/106 Sm³ |  | kg/kg fuel | [10 empty] | VOC
Reference Gas | [7 empty] | 4999.02 | [23 empty] | lb/MMBtu | kg/MJ | kg/106 Sm3
Diesel | [7 empty] | 5079.1784 |  |  | 6.1011e-06 | [20 empty] | 0.0069333 | 2.9835e-06 | 133.9283
[32 empty] | SO2 |  |  | N2O
Furnace Duty: | [13 empty] | Fuel Consumption: | [17 empty] | lb/MMBtu | kg/MJ | kg/106 Sm3 | lb/MMBtu | kg/MJ | kg/106 Sm3
Duty Requirement |  |  |  | MW |  |  | Furnace Efficiency | [5 empty] | % | Diesel |  |  | 23.893 |  |  | kg/h | 0.078276 | kmol/h |  | 0.28267 |  | MW | 0 |  |  |  |  | 0.01 | 4.3031e-06 | 193.1658 | 0.0035333 | 1.5204e-06 | 68.2519
Fired Duty |  |  |  | MW | [22 empty] | 0
|  | Diesel | [14 empty] | 0.28267 | MW
Compositions |  |  |  |  | Air |  |  | Total Feed |  | Combustion Products | [6 empty] | 120 | hrs pa
[5 empty] | Comb |  | XS | [9 empty] | 33.9201 | MWhr pa | [8 empty] | REACTANT | [5 empty] | REQ. COMBUSTION AIR |  | PRODUCTS
Component |  | Mol Frac | kmol/h |  | kmol/h |  | kmol/h | kg/h |  | Mol Frac |  | kmol/h |  | kg/h |  |  | 122.1123 | GJ pa | [8 empty] | C | H | O | N | S | MW | O2 | N2 | CO2 | H2O | N2 | SO2
H2 |  | 0 | 0 |  |  |  |  | 0 |  | 0 |  | 0 |  | 0 | [13 empty] | 2 |  |  |  | 2.016 | 0.5 | 1.881 | 0 | 1 | 1.881 | 0 |  | Nitrogen | 1.4415e-10
CH4 |  | 3.7673e-06 | 2.9489e-07 |  |  |  |  | 4.7306e-06 |  | 0 |  | 0 |  | 0 | Duration for GPP pre-com Offshore over 15 days temp spread based on offshore construction vessel diesel driven units. Assumption based on engagement with pre-com contractor lt/hr is based on diesel consumption. Total activity basis is 15 days Hydrotest - 5 days, Lift Pump - x1 @ 77lt/hr, HP Pump - x2 @ 70lt/hr Power Generator x 1 @ 25lt/hr, Service Air Compressor x 1 @ 45lt/hr = 287 l/h = 23.893 kg/h | [11 empty] | 1 | 4 |  |  |  | 16.042 | 2 | 7.5238 | 1 | 2 | 7.5238 | 0 |  | CO2 | 1.0484e-06
C2H4 |  | 0 | 0 |  |  |  |  | 0 |  | 0 |  | 0 |  | 0 | [12 empty] | 2 | 4 |  |  |  | 28.052 | 3 | 11.2857 | 2 | 2 | 11.2857 | 0 |  | Methane | 3.7673e-06
C2H6 |  | 0.00023202 | 1.8162e-05 |  |  |  |  | 0.00054609 |  | 0 |  | 0 |  | 0 | [12 empty] | 2 | 6 |  |  |  | 30.068 | 3.5 | 13.1667 | 2 | 3 | 13.1667 | 0 |  | Ethane | 0.00023202
C3H6 |  | 0 | 0 |  |  |  |  | 0 |  | 0 |  | 0 |  | 0 | [12 empty] | 3 | 6 |  |  |  | 42.078 | 4.5 | 16.9286 | 3 | 3 | 16.9286 | 0 |  | Propane | 0.004114
C3H8 |  | 0.004114 | 0.00032203 |  |  |  |  | 0.0142 |  | 0 |  | 0 |  | 0 | [12 empty] | 3 | 8 |  |  |  | 44.094 | 5 | 18.8095 | 3 | 4 | 18.8095 | 0 |  | i-Butane | 0.0042988
iC4H8 |  | 0 | 0 |  |  |  |  | 0 |  | 0 |  | 0 |  | 0 | [12 empty] | 4 | 8 |  |  |  | 56.104 | 6 | 22.5714 | 4 | 4 | 22.5714 | 0 |  | n-Butane | 0.013311
iC4H10 |  | 0.0042988 | 0.00033649 |  |  |  |  | 0.019557 |  | 0 |  | 0 |  | 0 | [12 empty] | 4 | 10 |  |  |  | 58.12 | 6.5 | 24.4524 | 4 | 5 | 24.4524 | 0 |  | i-Pentane | 0.014451
nC4H10 |  | 0.013311 | 0.0010419 |  |  |  |  | 0.060557 |  | 0 |  | 0 |  | 0 | [12 empty] | 4 | 10 |  |  |  | 58.12 | 6.5 | 24.4524 | 4 | 5 | 24.4524 | 0 |  | 22-Mpropane | 6.3635e-05
iC5H12 |  | 0.014451 | 0.0011311 |  |  |  |  | 0.081607 |  | 0 |  | 0 |  | 0 | [12 empty] | 5 | 12 |  |  |  | 72.146 | 8 | 30.0952 | 5 | 6 | 30.0952 | 0 |  | n-Pentane | 0.018658
nC5H12 |  | 0.018658 | 0.0014605 |  |  |  |  | 0.10537 |  | 0 |  | 0 |  | 0 | [12 empty] | 5 | 12 |  |  |  | 72.146 | 8 | 30.0952 | 5 | 6 | 30.0952 | 0 |  | Benzene | 0.002327
nC22* |  | 0.94337 | 0.073843 |  |  |  |  | 23.608 |  | 0 |  | 0 |  | 0 | [12 empty] | 22.65 | 47.3 |  |  |  | 319.7049 | 34.475 | 129.6917 | 22.65 | 23.65 | 129.6917 | 0 |  | Toluene | 0.0042009
He |  | 0 | 0 |  |  |  |  | 0 |  | 0 |  | 0 |  | 0 | [17 empty] | 4.003 | [7 empty] | E-Benzene | 0.00092197
H2S |  | 0 | 0 |  |  |  |  | 0 |  | 0 |  | 0 |  | 0 | [13 empty] | 2 |  |  | 1 | 34.016 | 1.5 | 5.6429 | 0 | 1 | 5.6429 | 1 |  | m-Xylene | 0.0051351
O2 |  | 0 | 0 |  | 2.5771 |  | 0.38657 | 94.8378 |  | 0.026678 |  | 0.38657 |  | 12.3701 | [14 empty] | 2 |  |  | 32 | 0 | 0 | 0 | 0 | 0 | 0 |  | o-Xylene | 0.002295
N2 |  | 1.4415e-10 | 1.1284e-11 |  | 9.6949 |  | 0.94642 | 297.9557 |  | 0.73438 |  | 10.6412 |  | 297.9544 | [15 empty] | 2 |  | 28 | 0 | 0 | 0 | 0 | 1 | 0 |  | C6* | 0.012247
CO |  | 0 | 0 |  |  |  |  | 0 |  | 1.1766e-06 |  | 1.7049e-05 |  | 0.00047754 | [12 empty] | 1 |  | 1 |  |  | 28.01 | [7 empty] | C7-10* | 0.05923
CO2 |  | 1.0484e-06 | 8.2061e-08 |  |  |  |  | 3.6115e-06 |  | 0.11677 |  | 1.692 |  | 74.4652 | [12 empty] | 1 |  | 2 |  |  | 44.01 | [7 empty] | C11-15* | 0.048153
NO2 |  | 0 | 0 |  |  |  |  | 0 |  | 3.3257e-06 |  | 4.8191e-05 |  | 0.0022168 | [14 empty] | 2 | 1 |  | 46 | [7 empty] | C16-20* | 0.034142
N2O |  | 0 | [26 empty] | 1 | 2 |  | 44 | [7 empty] | C21-25* | 0.025927
SO2 |  | 0 | 0 |  |  |  |  | 0 |  | 1.5719e-07 |  | 2.2777e-06 |  | 0.00014577 | [14 empty] | 2 |  | 1 | 64 | [7 empty] | C26-29* | 0.015381
H2O |  | 0.0014952 | 0.00011704 |  |  |  |  | 0.0021086 |  | 0.12217 |  | 1.7703 |  | 31.8936 | [13 empty] | 2 | 1 |  |  | 18.016 | [7 empty] | C30-35* | 0.016044
Total |  | 0.99994 | 0.078271 |  | 12.272 |  | 1.333 | 416.6855 |  | 1 |  | 14.4902 |  | 416.6862 | [25 empty] | C36+* | 0.040186
Emissions rates | [6 empty] | g/s | [32 empty] | C6_1* | 0.020505
NOx Emission rate estimate as: | [6 empty] | 0.00061577 | 0.0022168 |  | kg/h |  | 0.00026601 |  | tpa | [25 empty] | C7-10_1* | 0.12183
CO Emission rate estimate as: | [6 empty] | 0.00013265 | 0.00047754 |  | kg/h |  | 5.7304e-05 |  | tpa
PM Emission rate estimated as: | [6 empty] | 4.3285e-05 | 0.00015583 |  | kg/h |  | 1.8699e-05 |  | tpa
CH4 Emissions estimate rate: | [6 empty] | 0 | 0 |  | kg/h |  | 0 |  | tpa
VOC Emission rate estimated as: | [6 empty] | 0 | 0 |  | kg/h |  | 0 |  | tpa | [25 empty] | C11-15_1* | 0.1078
SO2 Emissions estimate rate: | [6 empty] | 4.0493e-05 | 0.00014577 |  | kg/h |  | 1.7493e-05 |  | tpa
N2O Emission rate estimated as: | [6 empty] | 0 | 0 |  | kg/h |  | 0 |  | tpa
CO2 Emission rate estimated as: | [6 empty] | 20.0923 |  | 72.3321 | kg/h |  | 8.6799 |  | tpa
Notes: | [39 empty] | C16-20_1* | 0.075641
1. | Emission factors have been taken from Section 1.3 in EPA AP42 based on No 4 oil [Ref 3]. | [38 empty] | C21-25_1* | 0.061705
2. | Average diesel density taken from [Ref 7] where minimum is 820 and maximum is 845. Average taken as 832.5 kg/m3. LHV = 11.83 KWh/kg and HHV = 12.67 KWh/kg. | [38 empty] | C26-29_1* | 0.04073
3. | Diesel fuel consumption rate taken from [Ref 2]. | [38 empty] | C30-35_1* | 0.043895
[40 empty] | C36+_1* | 0.09828
[40 empty] | C6_2* | 0.0046103
[40 empty] | C7-10_2* | 0.024351
[40 empty] | C11-15_2* | 0.022612
[40 empty] | C16-20_2* | 0.016632
[40 empty] | C21-25_3* | 0.012041
[40 empty] | C26-29_2* | 0.0066817
[40 empty] | C30-35_2* | 0.0065662
[40 empty] | C36+_2* | 0.013299
[40 empty] | H2O | 0.0014952

## Precom DP D
CALCULATION SHEET
Crude Emission factors
[36 empty] | lb/ 1000gal | HHV | 150 | MMBTU/1000gal
[30 empty] | From | To | Multiply by |  |  | Nox | 20 |  | 0.13333 | lb/MMBTU
Customer |  |  | OMVP | [14 empty] | Proj No |  |  | PRJ-001030 | [8 empty] | lb/MMBtu | lb/106 scf | 1020 |  |  | CO | 5 |  | 0.033333
Project Title |  |  | OMV Neptun BAT Study & ESIA | [14 empty] | Calc No | [11 empty] | lb | kg | 0.454 |  |  | PM | 7 |  | 0.046667
Calculation Title |  |  | Emissions Inventory | [14 empty] | Phase/CTR |  |  | Construction | [8 empty] | scf | Sm3 | 0.028373 |  |  | SO2 | 1.5 |  | 0.01
Elec File Location | [29 empty] | lb/106 scf | kg/106 Sm3 | 16.9126 |  |  | VOC | 1.04 |  | 0.0069333
[30 empty] | MJ | Btu | 947 |  |  | N2O | 0.53 |  | 0.0035333
Project File Location | [17 empty] | Page
Offshore Pre-Com Spread on Construction Vessels - Domino - Dewatering and Packing
[30 empty] | No.6 | 150 | MMBTU/1000 gallons |  | 5.7378e-17
EQUIPMENT: |  |  | Diesel Engine | [27 empty] | 41792.8579
Emissions Factors: |  |  | MW |  |  | Density |  | LHV |  |  | HHV |  |  | NOx |  | NOx |  |  | CO |  | CO |  | PM |  | PM |  |  |  |  | HHV |  | NOx |  |  | CO
|  |  | g/mol |  |  | kg/Sm³ |  | MJ/kg |  |  | MJ/Sm³ |  |  | kg/106 Sm³ |  | kg/kg fuel |  |  | kg/106 Sm³ |  | kg/kg fuel |  | kg/106 Sm³ |  | kg/kg fuel |  |  |  |  | Btu/scf | MJ/Sm3 | lb/MMBtu | kg/MJ | kg/106 Sm3 | lb/MMBtu | kg/MJ | kg/106 Sm3
Reference Gas | [10 empty] | 44.8902 |  |  | 76019.58 |  |  |  |  | 16376.1 |  |  |  | 5343.78 |  |  |  | Average Natural Gas |  |  | 1020 | 37.9563 | 0.13333 | 5.7374e-05 | 2575.5436 | 0.033333 | 1.4344e-05 | 643.8859
Diesel |  |  | 305.241 |  |  | 832.5 |  | 42.59 |  |  | 45.61 |  |  | 77238.5409 |  | 9.2779e-05 |  |  | 16638.6879 |  | 1.9986e-05 |  | 5429.4666 |  | 6.5219e-06 |  | EPA Std Temp = | 60 | °F |  |  | PM |  |  | CH4
[27 empty] | = | 15.5556 | °C |  |  | lb/MMBtu | kg/MJ | kg/106 Sm3 | lb/MMBtu | kg/MJ | kg/106 Sm3
Emissions Factors: |  |  | CH4 |  |  | CH4 |  | SO2 |  |  | SO2 |  |  | VOC |  | VOC |  |  | N2O |  | N2O |  | EFs from EPA-42 Table 3.3-1 |  |  |  | Proj Std Temp. = | 15.6 | °C |  |  | 0.046667 | 2.0081e-05 | 901.4403 | 0.37446 | 0.00016113 | 7233.2855
|  |  | kg/106 Sm³ |  |  | kg/kg fuel |  | kg/106 Sm³ |  |  | kg/kg fuel |  |  | kg/106 Sm³ |  | kg/kg fuel |  |  | kg/106 Sm³ |  | kg/kg fuel | [10 empty] | VOC
Reference Gas | [7 empty] | 4999.02 | [23 empty] | lb/MMBtu | kg/MJ | kg/106 Sm3
Diesel | [7 empty] | 5079.1784 |  |  | 6.1011e-06 | [20 empty] | 0.0069333 | 2.9835e-06 | 133.9283
[32 empty] | SO2 |  |  | N2O
Furnace Duty: | [13 empty] | Fuel Consumption: | [17 empty] | lb/MMBtu | kg/MJ | kg/106 Sm3 | lb/MMBtu | kg/MJ | kg/106 Sm3
Duty Requirement |  |  |  | MW |  |  | Furnace Efficiency | [5 empty] | % | Diesel |  |  | 2046.285 |  |  | kg/h | 6.7038 | kmol/h |  | 24.2087 |  | MW | 0 |  |  |  |  | 0.01 | 4.3031e-06 | 193.1658 | 0.0035333 | 1.5204e-06 | 68.2519
Fired Duty |  |  |  | MW | [22 empty] | 0
|  | Diesel | [14 empty] | 24.2087 | MW
Compositions |  |  |  |  | Air |  |  | Total Feed |  | Combustion Products | [6 empty] | 144 | hrs pa
[5 empty] | Comb |  | XS | [9 empty] | 3486.0511 | MWhr pa | [8 empty] | REACTANT | [5 empty] | REQ. COMBUSTION AIR |  | PRODUCTS
Component |  | Mol Frac | kmol/h |  | kmol/h |  | kmol/h | kg/h |  | Mol Frac |  | kmol/h |  | kg/h |  |  | 12549.7841 | GJ pa | [8 empty] | C | H | O | N | S | MW | O2 | N2 | CO2 | H2O | N2 | SO2
H2 |  | 0 | 0 |  |  |  |  | 0 |  | 0 |  | 0 |  | 0 | [13 empty] | 2 |  |  |  | 2.016 | 0.5 | 1.881 | 0 | 1 | 1.881 | 0 |  | Nitrogen | 1.4415e-10
CH4 |  | 3.7673e-06 | 2.5255e-05 |  |  |  |  | 0.00040514 |  | 0 |  | 0 |  | 0 | Duration for GPP pre-com Offshore over 15 days temp spread based on offshore construction vessel diesel driven units. Assumption based on engagement with pre-com contractor lt/hr is based on diesel consumption. Total activity basis is 15 days De-Watering and Packing - 6 days, Primary Compressor x 12 @ 140lt/hr, Generator for NPU x 2 @ 50lt/hr, Booster x 3 @ 155lt/hr Displacement Pump x 2 @ 100lt/hr, Power Generator x 1 @ 13lt/hr = 2458 l/h = 2046.285 kg/h | [11 empty] | 1 | 4 |  |  |  | 16.042 | 2 | 7.5238 | 1 | 2 | 7.5238 | 0 |  | CO2 | 1.0484e-06
C2H4 |  | 0 | 0 |  |  |  |  | 0 |  | 0 |  | 0 |  | 0 | [12 empty] | 2 | 4 |  |  |  | 28.052 | 3 | 11.2857 | 2 | 2 | 11.2857 | 0 |  | Methane | 3.7673e-06
C2H6 |  | 0.00023202 | 0.0015554 |  |  |  |  | 0.046769 |  | 0 |  | 0 |  | 0 | [12 empty] | 2 | 6 |  |  |  | 30.068 | 3.5 | 13.1667 | 2 | 3 | 13.1667 | 0 |  | Ethane | 0.00023202
C3H6 |  | 0 | 0 |  |  |  |  | 0 |  | 0 |  | 0 |  | 0 | [12 empty] | 3 | 6 |  |  |  | 42.078 | 4.5 | 16.9286 | 3 | 3 | 16.9286 | 0 |  | Propane | 0.004114
C3H8 |  | 0.004114 | 0.02758 |  |  |  |  | 1.2161 |  | 0 |  | 0 |  | 0 | [12 empty] | 3 | 8 |  |  |  | 44.094 | 5 | 18.8095 | 3 | 4 | 18.8095 | 0 |  | i-Butane | 0.0042988
iC4H8 |  | 0 | 0 |  |  |  |  | 0 |  | 0 |  | 0 |  | 0 | [12 empty] | 4 | 8 |  |  |  | 56.104 | 6 | 22.5714 | 4 | 4 | 22.5714 | 0 |  | n-Butane | 0.013311
iC4H10 |  | 0.0042988 | 0.028818 |  |  |  |  | 1.6749 |  | 0 |  | 0 |  | 0 | [12 empty] | 4 | 10 |  |  |  | 58.12 | 6.5 | 24.4524 | 4 | 5 | 24.4524 | 0 |  | i-Pentane | 0.014451
nC4H10 |  | 0.013311 | 0.089235 |  |  |  |  | 5.1863 |  | 0 |  | 0 |  | 0 | [12 empty] | 4 | 10 |  |  |  | 58.12 | 6.5 | 24.4524 | 4 | 5 | 24.4524 | 0 |  | 22-Mpropane | 6.3635e-05
iC5H12 |  | 0.014451 | 0.096875 |  |  |  |  | 6.9891 |  | 0 |  | 0 |  | 0 | [12 empty] | 5 | 12 |  |  |  | 72.146 | 8 | 30.0952 | 5 | 6 | 30.0952 | 0 |  | n-Pentane | 0.018658
nC5H12 |  | 0.018658 | 0.12508 |  |  |  |  | 9.024 |  | 0 |  | 0 |  | 0 | [12 empty] | 5 | 12 |  |  |  | 72.146 | 8 | 30.0952 | 5 | 6 | 30.0952 | 0 |  | Benzene | 0.002327
nC22* |  | 0.94337 | 6.3242 |  |  |  |  | 2021.8807 |  | 0 |  | 0 |  | 0 | [12 empty] | 22.65 | 47.3 |  |  |  | 319.7049 | 34.475 | 129.6917 | 22.65 | 23.65 | 129.6917 | 0 |  | Toluene | 0.0042009
He |  | 0 | 0 |  |  |  |  | 0 |  | 0 |  | 0 |  | 0 | [17 empty] | 4.003 | [7 empty] | E-Benzene | 0.00092197
H2S |  | 0 | 0 |  |  |  |  | 0 |  | 0 |  | 0 |  | 0 | [13 empty] | 2 |  |  | 1 | 34.016 | 1.5 | 5.6429 | 0 | 1 | 5.6429 | 1 |  | m-Xylene | 0.0051351
O2 |  | 0 | 0 |  | 220.7135 |  | 33.107 | 8122.2563 |  | 0.026678 |  | 33.107 |  | 1059.4247 | [14 empty] | 2 |  |  | 32 | 0 | 0 | 0 | 0 | 0 | 0 |  | o-Xylene | 0.002295
N2 |  | 1.4415e-10 | 9.6637e-10 |  | 830.3031 |  | 81.0551 | 25518.0309 |  | 0.73438 |  | 911.3541 |  | 25517.9153 | [15 empty] | 2 |  | 28 | 0 | 0 | 0 | 0 | 1 | 0 |  | C6* | 0.012247
CO |  | 0 | 0 |  |  |  |  | 0 |  | 1.1766e-06 |  | 0.0014601 |  | 0.040898 | [12 empty] | 1 |  | 1 |  |  | 28.01 | [7 empty] | C7-10* | 0.05923
CO2 |  | 1.0484e-06 | 7.028e-06 |  |  |  |  | 0.0003093 |  | 0.11677 |  | 144.9097 |  | 6377.4779 | [12 empty] | 1 |  | 2 |  |  | 44.01 | [7 empty] | C11-15* | 0.048153
NO2 |  | 0 | 0 |  |  |  |  | 0 |  | 3.3257e-06 |  | 0.0041272 |  | 0.18985 | [14 empty] | 2 | 1 |  | 46 | [7 empty] | C16-20* | 0.034142
N2O |  | 0 | [26 empty] | 1 | 2 |  | 44 | [7 empty] | C21-25* | 0.025927
SO2 |  | 0 | 0 |  |  |  |  | 0 |  | 1.5719e-07 |  | 0.00019507 |  | 0.012485 | [14 empty] | 2 |  | 1 | 64 | [7 empty] | C26-29* | 0.015381
H2O |  | 0.0014952 | 0.010024 |  |  |  |  | 0.18058 |  | 0.12217 |  | 151.6146 |  | 2731.4886 | [13 empty] | 2 | 1 |  |  | 18.016 | [7 empty] | C30-35* | 0.016044
Total |  | 0.99994 | 6.7034 |  | 1051.0166 |  | 114.1621 | 35686.4864 |  | 1 |  | 1240.9913 |  | 35686.5499 | [25 empty] | C36+* | 0.040186
Emissions rates | [6 empty] | g/s | [32 empty] | C6_1* | 0.020505
NOx Emission rate estimate as: | [6 empty] | 0.052737 | 0.18985 |  | kg/h |  | 0.027339 |  | tpa | [25 empty] | C7-10_1* | 0.12183
CO Emission rate estimate as: | [6 empty] | 0.011361 | 0.040898 |  | kg/h |  | 0.0058893 |  | tpa
PM Emission rate estimated as: | [6 empty] | 0.0037071 | 0.013346 |  | kg/h |  | 0.0019218 |  | tpa
CH4 Emissions estimate rate: | [6 empty] | 0 | 0 |  | kg/h |  | 0 |  | tpa
VOC Emission rate estimated as: | [6 empty] | 0 | 0 |  | kg/h |  | 0 |  | tpa | [25 empty] | C11-15_1* | 0.1078
SO2 Emissions estimate rate: | [6 empty] | 0.003468 | 0.012485 |  | kg/h |  | 0.0017978 |  | tpa
N2O Emission rate estimated as: | [6 empty] | 0 | 0 |  | kg/h |  | 0 |  | tpa
CO2 Emission rate estimated as: | [6 empty] | 1720.7755 |  | 6194.7919 | kg/h |  | 892.05 |  | tpa
Notes: | [39 empty] | C16-20_1* | 0.075641
1. | Emission factors have been taken from Section 1.3 in EPA AP42 based on No 4 oil [Ref 3]. | [38 empty] | C21-25_1* | 0.061705
2. | Average diesel density taken from [Ref 7] where minimum is 820 and maximum is 845. Average taken as 832.5 kg/m3. LHV = 11.83 KWh/kg and HHV = 12.67 KWh/kg. | [38 empty] | C26-29_1* | 0.04073
3. | Diesel fuel consumption rate taken from [Ref 2]. | [38 empty] | C30-35_1* | 0.043895
[40 empty] | C36+_1* | 0.09828
[40 empty] | C6_2* | 0.0046103
[40 empty] | C7-10_2* | 0.024351
[40 empty] | C11-15_2* | 0.022612
[40 empty] | C16-20_2* | 0.016632
[40 empty] | C21-25_3* | 0.012041
[40 empty] | C26-29_2* | 0.0066817
[40 empty] | C30-35_2* | 0.0065662
[40 empty] | C36+_2* | 0.013299
[40 empty] | H2O | 0.0014952

## Precom F GPP
CALCULATION SHEET
Crude Emission factors
[36 empty] | lb/ 1000gal | HHV | 150 | MMBTU/1000gal
[30 empty] | From | To | Multiply by |  |  | Nox | 20 |  | 0.13333 | lb/MMBTU
Customer |  |  | OMVP | [14 empty] | Proj No |  |  | PRJ-001030 | [8 empty] | lb/MMBtu | lb/106 scf | 1020 |  |  | CO | 5 |  | 0.033333
Project Title |  |  | OMV Neptun BAT Study & ESIA | [14 empty] | Calc No | [11 empty] | lb | kg | 0.454 |  |  | PM | 7 |  | 0.046667
Calculation Title |  |  | Emissions Inventory | [14 empty] | Phase/CTR |  |  | Construction | [8 empty] | scf | Sm3 | 0.028373 |  |  | SO2 | 1.5 |  | 0.01
Elec File Location | [29 empty] | lb/106 scf | kg/106 Sm3 | 16.9126 |  |  | VOC | 1.04 |  | 0.0069333
[30 empty] | MJ | Btu | 947 |  |  | N2O | 0.53 |  | 0.0035333
Project File Location | [17 empty] | Page
Offshore Pre-Com Spread on Construction Vessels - GPP - Filling
[30 empty] | No.6 | 150 | MMBTU/1000 gallons |  | 5.7378e-17
EQUIPMENT: |  |  | Diesel Engine | [27 empty] | 41792.8579
Emissions Factors: |  |  | MW |  |  | Density |  | LHV |  |  | HHV |  |  | NOx |  | NOx |  |  | CO |  | CO |  | PM |  | PM |  |  |  |  | HHV |  | NOx |  |  | CO
|  |  | g/mol |  |  | kg/Sm³ |  | MJ/kg |  |  | MJ/Sm³ |  |  | kg/106 Sm³ |  | kg/kg fuel |  |  | kg/106 Sm³ |  | kg/kg fuel |  | kg/106 Sm³ |  | kg/kg fuel |  |  |  |  | Btu/scf | MJ/Sm3 | lb/MMBtu | kg/MJ | kg/106 Sm3 | lb/MMBtu | kg/MJ | kg/106 Sm3
Reference Gas | [10 empty] | 44.8902 |  |  | 76019.58 |  |  |  |  | 16376.1 |  |  |  | 5343.78 |  |  |  | Average Natural Gas |  |  | 1020 | 37.9563 | 0.13333 | 5.7374e-05 | 2575.5436 | 0.033333 | 1.4344e-05 | 643.8859
Diesel |  |  | 305.241 |  |  | 832.5 |  | 42.59 |  |  | 45.61 |  |  | 77238.5409 |  | 9.2779e-05 |  |  | 16638.6879 |  | 1.9986e-05 |  | 5429.4666 |  | 6.5219e-06 |  | EPA Std Temp = | 60 | °F |  |  | PM |  |  | CH4
[27 empty] | = | 15.5556 | °C |  |  | lb/MMBtu | kg/MJ | kg/106 Sm3 | lb/MMBtu | kg/MJ | kg/106 Sm3
Emissions Factors: |  |  | CH4 |  |  | CH4 |  | SO2 |  |  | SO2 |  |  | VOC |  | VOC |  |  | N2O |  | N2O |  | EFs from EPA-42 Table 3.3-1 |  |  |  | Proj Std Temp. = | 15.6 | °C |  |  | 0.046667 | 2.0081e-05 | 901.4403 | 0.37446 | 0.00016113 | 7233.2855
|  |  | kg/106 Sm³ |  |  | kg/kg fuel |  | kg/106 Sm³ |  |  | kg/kg fuel |  |  | kg/106 Sm³ |  | kg/kg fuel |  |  | kg/106 Sm³ |  | kg/kg fuel | [10 empty] | VOC
Reference Gas | [7 empty] | 4999.02 | [23 empty] | lb/MMBtu | kg/MJ | kg/106 Sm3
Diesel | [7 empty] | 5079.1784 |  |  | 6.1011e-06 | [20 empty] | 0.0069333 | 2.9835e-06 | 133.9283
[32 empty] | SO2 |  |  | N2O
Furnace Duty: | [13 empty] | Fuel Consumption: | [17 empty] | lb/MMBtu | kg/MJ | kg/106 Sm3 | lb/MMBtu | kg/MJ | kg/106 Sm3
Duty Requirement |  |  |  | MW |  |  | Furnace Efficiency | [5 empty] | % | Diesel |  |  | 63.686 |  |  | kg/h | 0.20864 | kmol/h |  | 0.75344 |  | MW | 0 |  |  |  |  | 0.01 | 4.3031e-06 | 193.1658 | 0.0035333 | 1.5204e-06 | 68.2519
Fired Duty |  |  |  | MW | [22 empty] | 0
|  | Diesel | [14 empty] | 0.75344 | MW
Compositions |  |  |  |  | Air |  |  | Total Feed |  | Combustion Products | [6 empty] | 144 | hrs pa
[5 empty] | Comb |  | XS | [9 empty] | 108.4955 | MWhr pa | [8 empty] | REACTANT | [5 empty] | REQ. COMBUSTION AIR |  | PRODUCTS
Component |  | Mol Frac | kmol/h |  | kmol/h |  | kmol/h | kg/h |  | Mol Frac |  | kmol/h |  | kg/h |  |  | 390.5837 | GJ pa | [8 empty] | C | H | O | N | S | MW | O2 | N2 | CO2 | H2O | N2 | SO2
H2 |  | 0 | 0 |  |  |  |  | 0 |  | 0 |  | 0 |  | 0 | [13 empty] | 2 |  |  |  | 2.016 | 0.5 | 1.881 | 0 | 1 | 1.881 | 0 |  | Nitrogen | 1.4415e-10
CH4 |  | 3.7673e-06 | 7.8601e-07 |  |  |  |  | 1.2609e-05 |  | 0 |  | 0 |  | 0 | Duration for Domino pre-com over 7.5 days temp spread based on offshore construction vessel diesel driven units. Assumption based on engagement with pre-com contractor lt/hr is based on diesel consumption. Total activity basis is 7.5 days. Filling - 6 days, Lift Pump - x3 @ 160lt/hr, Flooding Pump - x2 @ 80lt/hr, Power Generator x 1 @ 45lt/hr, Service Air Compressor x 1 @ 80lt/hr = 765 l/h = 63.686 kg/h. | [11 empty] | 1 | 4 |  |  |  | 16.042 | 2 | 7.5238 | 1 | 2 | 7.5238 | 0 |  | CO2 | 1.0484e-06
C2H4 |  | 0 | 0 |  |  |  |  | 0 |  | 0 |  | 0 |  | 0 | [12 empty] | 2 | 4 |  |  |  | 28.052 | 3 | 11.2857 | 2 | 2 | 11.2857 | 0 |  | Methane | 3.7673e-06
C2H6 |  | 0.00023202 | 4.8409e-05 |  |  |  |  | 0.0014556 |  | 0 |  | 0 |  | 0 | [12 empty] | 2 | 6 |  |  |  | 30.068 | 3.5 | 13.1667 | 2 | 3 | 13.1667 | 0 |  | Ethane | 0.00023202
C3H6 |  | 0 | 0 |  |  |  |  | 0 |  | 0 |  | 0 |  | 0 | [12 empty] | 3 | 6 |  |  |  | 42.078 | 4.5 | 16.9286 | 3 | 3 | 16.9286 | 0 |  | Propane | 0.004114
C3H8 |  | 0.004114 | 0.00085836 |  |  |  |  | 0.037849 |  | 0 |  | 0 |  | 0 | [12 empty] | 3 | 8 |  |  |  | 44.094 | 5 | 18.8095 | 3 | 4 | 18.8095 | 0 |  | i-Butane | 0.0042988
iC4H8 |  | 0 | 0 |  |  |  |  | 0 |  | 0 |  | 0 |  | 0 | [12 empty] | 4 | 8 |  |  |  | 56.104 | 6 | 22.5714 | 4 | 4 | 22.5714 | 0 |  | n-Butane | 0.013311
iC4H10 |  | 0.0042988 | 0.0008969 |  |  |  |  | 0.052128 |  | 0 |  | 0 |  | 0 | [12 empty] | 4 | 10 |  |  |  | 58.12 | 6.5 | 24.4524 | 4 | 5 | 24.4524 | 0 |  | i-Pentane | 0.014451
nC4H10 |  | 0.013311 | 0.0027772 |  |  |  |  | 0.16141 |  | 0 |  | 0 |  | 0 | [12 empty] | 4 | 10 |  |  |  | 58.12 | 6.5 | 24.4524 | 4 | 5 | 24.4524 | 0 |  | 22-Mpropane | 6.3635e-05
iC5H12 |  | 0.014451 | 0.003015 |  |  |  |  | 0.21752 |  | 0 |  | 0 |  | 0 | [12 empty] | 5 | 12 |  |  |  | 72.146 | 8 | 30.0952 | 5 | 6 | 30.0952 | 0 |  | n-Pentane | 0.018658
nC5H12 |  | 0.018658 | 0.0038928 |  |  |  |  | 0.28085 |  | 0 |  | 0 |  | 0 | [12 empty] | 5 | 12 |  |  |  | 72.146 | 8 | 30.0952 | 5 | 6 | 30.0952 | 0 |  | Benzene | 0.002327
nC22* |  | 0.94337 | 0.19683 |  |  |  |  | 62.9265 |  | 0 |  | 0 |  | 0 | [12 empty] | 22.65 | 47.3 |  |  |  | 319.7049 | 34.475 | 129.6917 | 22.65 | 23.65 | 129.6917 | 0 |  | Toluene | 0.0042009
He |  | 0 | 0 |  |  |  |  | 0 |  | 0 |  | 0 |  | 0 | [17 empty] | 4.003 | [7 empty] | E-Benzene | 0.00092197
H2S |  | 0 | 0 |  |  |  |  | 0 |  | 0 |  | 0 |  | 0 | [13 empty] | 2 |  |  | 1 | 34.016 | 1.5 | 5.6429 | 0 | 1 | 5.6429 | 1 |  | m-Xylene | 0.0051351
O2 |  | 0 | 0 |  | 6.8692 |  | 1.0304 | 252.7869 |  | 0.026678 |  | 1.0304 |  | 32.9722 | [14 empty] | 2 |  |  | 32 | 0 | 0 | 0 | 0 | 0 | 0 |  | o-Xylene | 0.002295
N2 |  | 1.4415e-10 | 3.0076e-11 |  | 25.8413 |  | 2.5227 | 794.1911 |  | 0.73438 |  | 28.3638 |  | 794.1875 | [15 empty] | 2 |  | 28 | 0 | 0 | 0 | 0 | 1 | 0 |  | C6* | 0.012247
CO |  | 0 | 0 |  |  |  |  | 0 |  | 1.1766e-06 |  | 4.5443e-05 |  | 0.0012729 | [12 empty] | 1 |  | 1 |  |  | 28.01 | [7 empty] | C7-10* | 0.05923
CO2 |  | 1.0484e-06 | 2.1873e-07 |  |  |  |  | 9.6263e-06 |  | 0.11677 |  | 4.51 |  | 198.4846 | [12 empty] | 1 |  | 2 |  |  | 44.01 | [7 empty] | C11-15* | 0.048153
NO2 |  | 0 | 0 |  |  |  |  | 0 |  | 3.3257e-06 |  | 0.00012845 |  | 0.0059087 | [14 empty] | 2 | 1 |  | 46 | [7 empty] | C16-20* | 0.034142
N2O |  | 0 | [26 empty] | 1 | 2 |  | 44 | [7 empty] | C21-25* | 0.025927
SO2 |  | 0 | 0 |  |  |  |  | 0 |  | 1.5719e-07 |  | 6.0712e-06 |  | 0.00038856 | [14 empty] | 2 |  | 1 | 64 | [7 empty] | C26-29* | 0.015381
H2O |  | 0.0014952 | 0.00031196 |  |  |  |  | 0.0056203 |  | 0.12217 |  | 4.7187 |  | 85.0114 | [13 empty] | 2 | 1 |  |  | 18.016 | [7 empty] | C30-35* | 0.016044
Total |  | 0.99994 | 0.20863 |  | 32.7105 |  | 3.553 | 1110.6613 |  | 1 |  | 38.6231 |  | 1110.6633 | [25 empty] | C36+* | 0.040186
Emissions rates | [6 empty] | g/s | [32 empty] | C6_1* | 0.020505
NOx Emission rate estimate as: | [6 empty] | 0.0016413 | 0.0059087 |  | kg/h |  | 0.00085086 |  | tpa | [25 empty] | C7-10_1* | 0.12183
CO Emission rate estimate as: | [6 empty] | 0.00035357 | 0.0012729 |  | kg/h |  | 0.00018329 |  | tpa
PM Emission rate estimated as: | [6 empty] | 0.00011538 | 0.00041535 |  | kg/h |  | 5.9811e-05 |  | tpa
CH4 Emissions estimate rate: | [6 empty] | 0 | 0 |  | kg/h |  | 0 |  | tpa
VOC Emission rate estimated as: | [6 empty] | 0 | 0 |  | kg/h |  | 0 |  | tpa | [25 empty] | C11-15_1* | 0.1078
SO2 Emissions estimate rate: | [6 empty] | 0.00010793 | 0.00038856 |  | kg/h |  | 5.5952e-05 |  | tpa
N2O Emission rate estimated as: | [6 empty] | 0 | 0 |  | kg/h |  | 0 |  | tpa
CO2 Emission rate estimated as: | [6 empty] | 53.5553 |  | 192.7989 | kg/h |  | 27.763 |  | tpa
Notes: | [39 empty] | C16-20_1* | 0.075641
1. | Emission factors have been taken from Section 1.3 in EPA AP42 based on No 4 oil [Ref 3]. | [38 empty] | C21-25_1* | 0.061705
2. | Average diesel density taken from [Ref 7] where minimum is 820 and maximum is 845. Average taken as 832.5 kg/m3. LHV = 11.83 KWh/kg and HHV = 12.67 KWh/kg. | [38 empty] | C26-29_1* | 0.04073
3. | Diesel fuel consumption rate taken from [Ref 2]. | [38 empty] | C30-35_1* | 0.043895
[40 empty] | C36+_1* | 0.09828
[40 empty] | C6_2* | 0.0046103
[40 empty] | C7-10_2* | 0.024351
[40 empty] | C11-15_2* | 0.022612
[40 empty] | C16-20_2* | 0.016632
[40 empty] | C21-25_3* | 0.012041
[40 empty] | C26-29_2* | 0.0066817
[40 empty] | C30-35_2* | 0.0065662
[40 empty] | C36+_2* | 0.013299
[40 empty] | H2O | 0.0014952

## Precom L GPP
CALCULATION SHEET
Crude Emission factors
[36 empty] | lb/ 1000gal | HHV | 150 | MMBTU/1000gal
[30 empty] | From | To | Multiply by |  |  | Nox | 20 |  | 0.13333 | lb/MMBTU
Customer |  |  | OMVP | [14 empty] | Proj No |  |  | PRJ-001030 | [8 empty] | lb/MMBtu | lb/106 scf | 1020 |  |  | CO | 5 |  | 0.033333
Project Title |  |  | OMV Neptun BAT Study & ESIA | [14 empty] | Calc No | [11 empty] | lb | kg | 0.454 |  |  | PM | 7 |  | 0.046667
Calculation Title |  |  | Emissions Inventory | [14 empty] | Phase/CTR |  |  | Construction | [8 empty] | scf | Sm3 | 0.028373 |  |  | SO2 | 1.5 |  | 0.01
Elec File Location | [29 empty] | lb/106 scf | kg/106 Sm3 | 16.9126 |  |  | VOC | 1.04 |  | 0.0069333
[30 empty] | MJ | Btu | 947 |  |  | N2O | 0.53 |  | 0.0035333
Project File Location | [17 empty] | Page
Offshore Pre-Com Spread on Construction Vessels - GPP - Leak Test
[30 empty] | No.6 | 150 | MMBTU/1000 gallons |  | 5.7378e-17
EQUIPMENT: |  |  | Diesel Engine | [27 empty] | 41792.8579
Emissions Factors: |  |  | MW |  |  | Density |  | LHV |  |  | HHV |  |  | NOx |  | NOx |  |  | CO |  | CO |  | PM |  | PM |  |  |  |  | HHV |  | NOx |  |  | CO
|  |  | g/mol |  |  | kg/Sm³ |  | MJ/kg |  |  | MJ/Sm³ |  |  | kg/106 Sm³ |  | kg/kg fuel |  |  | kg/106 Sm³ |  | kg/kg fuel |  | kg/106 Sm³ |  | kg/kg fuel |  |  |  |  | Btu/scf | MJ/Sm3 | lb/MMBtu | kg/MJ | kg/106 Sm3 | lb/MMBtu | kg/MJ | kg/106 Sm3
Reference Gas | [10 empty] | 44.8902 |  |  | 76019.58 |  |  |  |  | 16376.1 |  |  |  | 5343.78 |  |  |  | Average Natural Gas |  |  | 1020 | 37.9563 | 0.13333 | 5.7374e-05 | 2575.5436 | 0.033333 | 1.4344e-05 | 643.8859
Diesel |  |  | 305.241 |  |  | 832.5 |  | 42.59 |  |  | 45.61 |  |  | 77238.5409 |  | 9.2779e-05 |  |  | 16638.6879 |  | 1.9986e-05 |  | 5429.4666 |  | 6.5219e-06 |  | EPA Std Temp = | 60 | °F |  |  | PM |  |  | CH4
[27 empty] | = | 15.5556 | °C |  |  | lb/MMBtu | kg/MJ | kg/106 Sm3 | lb/MMBtu | kg/MJ | kg/106 Sm3
Emissions Factors: |  |  | CH4 |  |  | CH4 |  | SO2 |  |  | SO2 |  |  | VOC |  | VOC |  |  | N2O |  | N2O |  | EFs from EPA-42 Table 3.3-1 |  |  |  | Proj Std Temp. = | 15.6 | °C |  |  | 0.046667 | 2.0081e-05 | 901.4403 | 0.37446 | 0.00016113 | 7233.2855
|  |  | kg/106 Sm³ |  |  | kg/kg fuel |  | kg/106 Sm³ |  |  | kg/kg fuel |  |  | kg/106 Sm³ |  | kg/kg fuel |  |  | kg/106 Sm³ |  | kg/kg fuel | [10 empty] | VOC
Reference Gas | [7 empty] | 4999.02 | [23 empty] | lb/MMBtu | kg/MJ | kg/106 Sm3
Diesel | [7 empty] | 5079.1784 |  |  | 6.1011e-06 | [20 empty] | 0.0069333 | 2.9835e-06 | 133.9283
[32 empty] | SO2 |  |  | N2O
Furnace Duty: | [13 empty] | Fuel Consumption: | [17 empty] | lb/MMBtu | kg/MJ | kg/106 Sm3 | lb/MMBtu | kg/MJ | kg/106 Sm3
Duty Requirement |  |  |  | MW |  |  | Furnace Efficiency | [5 empty] | % | Diesel |  |  | 58.275 |  |  | kg/h | 0.19091 | kmol/h |  | 0.68943 |  | MW | 0 |  |  |  |  | 0.01 | 4.3031e-06 | 193.1658 | 0.0035333 | 1.5204e-06 | 68.2519
Fired Duty |  |  |  | MW | [22 empty] | 0
|  | Diesel | [14 empty] | 0.68943 | MW
Compositions |  |  |  |  | Air |  |  | Total Feed |  | Combustion Products | [6 empty] | 36 | hrs pa
[5 empty] | Comb |  | XS | [9 empty] | 24.8193 | MWhr pa | [8 empty] | REACTANT | [5 empty] | REQ. COMBUSTION AIR |  | PRODUCTS
Component |  | Mol Frac | kmol/h |  | kmol/h |  | kmol/h | kg/h |  | Mol Frac |  | kmol/h |  | kg/h |  |  | 89.3496 | GJ pa | [8 empty] | C | H | O | N | S | MW | O2 | N2 | CO2 | H2O | N2 | SO2
H2 |  | 0 | 0 |  |  |  |  | 0 |  | 0 |  | 0 |  | 0 | [13 empty] | 2 |  |  |  | 2.016 | 0.5 | 1.881 | 0 | 1 | 1.881 | 0 |  | Nitrogen | 1.4415e-10
CH4 |  | 3.7673e-06 | 7.1923e-07 |  |  |  |  | 1.1538e-05 |  | 0 |  | 0 |  | 0 | Duration for Domino pre-com over 7.5 days temp spread based on offshore construction vessel diesel driven units. Assumption based on engagement with pre-com contractor lt/hr is based on diesel consumption. Total activity basis is 7.5 days. Leak Test - 1.5 days, Power Generator x 1 @ 25lt/hr, Service Air Compressor x 1 @ 45lt/hr = 70 l/h = 58.275 kg/h | [11 empty] | 1 | 4 |  |  |  | 16.042 | 2 | 7.5238 | 1 | 2 | 7.5238 | 0 |  | CO2 | 1.0484e-06
C2H4 |  | 0 | 0 |  |  |  |  | 0 |  | 0 |  | 0 |  | 0 | [12 empty] | 2 | 4 |  |  |  | 28.052 | 3 | 11.2857 | 2 | 2 | 11.2857 | 0 |  | Methane | 3.7673e-06
C2H6 |  | 0.00023202 | 4.4296e-05 |  |  |  |  | 0.0013319 |  | 0 |  | 0 |  | 0 | [12 empty] | 2 | 6 |  |  |  | 30.068 | 3.5 | 13.1667 | 2 | 3 | 13.1667 | 0 |  | Ethane | 0.00023202
C3H6 |  | 0 | 0 |  |  |  |  | 0 |  | 0 |  | 0 |  | 0 | [12 empty] | 3 | 6 |  |  |  | 42.078 | 4.5 | 16.9286 | 3 | 3 | 16.9286 | 0 |  | Propane | 0.004114
C3H8 |  | 0.004114 | 0.00078543 |  |  |  |  | 0.034633 |  | 0 |  | 0 |  | 0 | [12 empty] | 3 | 8 |  |  |  | 44.094 | 5 | 18.8095 | 3 | 4 | 18.8095 | 0 |  | i-Butane | 0.0042988
iC4H8 |  | 0 | 0 |  |  |  |  | 0 |  | 0 |  | 0 |  | 0 | [12 empty] | 4 | 8 |  |  |  | 56.104 | 6 | 22.5714 | 4 | 4 | 22.5714 | 0 |  | n-Butane | 0.013311
iC4H10 |  | 0.0042988 | 0.0008207 |  |  |  |  | 0.047699 |  | 0 |  | 0 |  | 0 | [12 empty] | 4 | 10 |  |  |  | 58.12 | 6.5 | 24.4524 | 4 | 5 | 24.4524 | 0 |  | i-Pentane | 0.014451
nC4H10 |  | 0.013311 | 0.0025413 |  |  |  |  | 0.1477 |  | 0 |  | 0 |  | 0 | [12 empty] | 4 | 10 |  |  |  | 58.12 | 6.5 | 24.4524 | 4 | 5 | 24.4524 | 0 |  | 22-Mpropane | 6.3635e-05
iC5H12 |  | 0.014451 | 0.0027588 |  |  |  |  | 0.19904 |  | 0 |  | 0 |  | 0 | [12 empty] | 5 | 12 |  |  |  | 72.146 | 8 | 30.0952 | 5 | 6 | 30.0952 | 0 |  | n-Pentane | 0.018658
nC5H12 |  | 0.018658 | 0.0035621 |  |  |  |  | 0.25699 |  | 0 |  | 0 |  | 0 | [12 empty] | 5 | 12 |  |  |  | 72.146 | 8 | 30.0952 | 5 | 6 | 30.0952 | 0 |  | Benzene | 0.002327
nC22* |  | 0.94337 | 0.1801 |  |  |  |  | 57.58 |  | 0 |  | 0 |  | 0 | [12 empty] | 22.65 | 47.3 |  |  |  | 319.7049 | 34.475 | 129.6917 | 22.65 | 23.65 | 129.6917 | 0 |  | Toluene | 0.0042009
He |  | 0 | 0 |  |  |  |  | 0 |  | 0 |  | 0 |  | 0 | [17 empty] | 4.003 | [7 empty] | E-Benzene | 0.00092197
H2S |  | 0 | 0 |  |  |  |  | 0 |  | 0 |  | 0 |  | 0 | [13 empty] | 2 |  |  | 1 | 34.016 | 1.5 | 5.6429 | 0 | 1 | 5.6429 | 1 |  | m-Xylene | 0.0051351
O2 |  | 0 | 0 |  | 6.2856 |  | 0.94284 | 231.3092 |  | 0.026678 |  | 0.94284 |  | 30.1708 | [14 empty] | 2 |  |  | 32 | 0 | 0 | 0 | 0 | 0 | 0 |  | o-Xylene | 0.002295
N2 |  | 1.4415e-10 | 2.7521e-11 |  | 23.6457 |  | 2.3083 | 726.7137 |  | 0.73438 |  | 25.9539 |  | 726.7104 | [15 empty] | 2 |  | 28 | 0 | 0 | 0 | 0 | 1 | 0 |  | C6* | 0.012247
CO |  | 0 | 0 |  |  |  |  | 0 |  | 1.1766e-06 |  | 4.1582e-05 |  | 0.0011647 | [12 empty] | 1 |  | 1 |  |  | 28.01 | [7 empty] | C7-10* | 0.05923
CO2 |  | 1.0484e-06 | 2.0015e-07 |  |  |  |  | 8.8084e-06 |  | 0.11677 |  | 4.1268 |  | 181.6206 | [12 empty] | 1 |  | 2 |  |  | 44.01 | [7 empty] | C11-15* | 0.048153
NO2 |  | 0 | 0 |  |  |  |  | 0 |  | 3.3257e-06 |  | 0.00011754 |  | 0.0054067 | [14 empty] | 2 | 1 |  | 46 | [7 empty] | C16-20* | 0.034142
N2O |  | 0 | [26 empty] | 1 | 2 |  | 44 | [7 empty] | C21-25* | 0.025927
SO2 |  | 0 | 0 |  |  |  |  | 0 |  | 1.5719e-07 |  | 5.5554e-06 |  | 0.00035554 | [14 empty] | 2 |  | 1 | 64 | [7 empty] | C26-29* | 0.015381
H2O |  | 0.0014952 | 0.00028546 |  |  |  |  | 0.0051428 |  | 0.12217 |  | 4.3177 |  | 77.7885 | [13 empty] | 2 | 1 |  |  | 18.016 | [7 empty] | C30-35* | 0.016044
Total |  | 0.99994 | 0.1909 |  | 29.9313 |  | 3.2512 | 1016.2954 |  | 1 |  | 35.3415 |  | 1016.2972 | [25 empty] | C36+* | 0.040186
Emissions rates | [6 empty] | g/s | [32 empty] | C6_1* | 0.020505
NOx Emission rate estimate as: | [6 empty] | 0.0015019 | 0.0054067 |  | kg/h |  | 0.00019464 |  | tpa | [25 empty] | C7-10_1* | 0.12183
CO Emission rate estimate as: | [6 empty] | 0.00032353 | 0.0011647 |  | kg/h |  | 4.1929e-05 |  | tpa
PM Emission rate estimated as: | [6 empty] | 0.00010557 | 0.00038006 |  | kg/h |  | 1.3682e-05 |  | tpa
CH4 Emissions estimate rate: | [6 empty] | 0 | 0 |  | kg/h |  | 0 |  | tpa
VOC Emission rate estimated as: | [6 empty] | 0 | 0 |  | kg/h |  | 0 |  | tpa | [25 empty] | C11-15_1* | 0.1078
SO2 Emissions estimate rate: | [6 empty] | 9.8762e-05 | 0.00035554 |  | kg/h |  | 1.28e-05 |  | tpa
N2O Emission rate estimated as: | [6 empty] | 0 | 0 |  | kg/h |  | 0 |  | tpa
CO2 Emission rate estimated as: | [6 empty] | 49.005 |  | 176.418 | kg/h |  | 6.351 |  | tpa
Notes: | [39 empty] | C16-20_1* | 0.075641
1. | Emission factors have been taken from Section 1.3 in EPA AP42 based on No 4 oil [Ref 3]. | [38 empty] | C21-25_1* | 0.061705
2. | Average diesel density taken from [Ref 7] where minimum is 820 and maximum is 845. Average taken as 832.5 kg/m3. LHV = 11.83 KWh/kg and HHV = 12.67 KWh/kg. | [38 empty] | C26-29_1* | 0.04073
3. | Diesel fuel consumption rate taken from [Ref 2]. | [38 empty] | C30-35_1* | 0.043895
[40 empty] | C36+_1* | 0.09828
[40 empty] | C6_2* | 0.0046103
[40 empty] | C7-10_2* | 0.024351
[40 empty] | C11-15_2* | 0.022612
[40 empty] | C16-20_2* | 0.016632
[40 empty] | C21-25_3* | 0.012041
[40 empty] | C26-29_2* | 0.0066817
[40 empty] | C30-35_2* | 0.0065662
[40 empty] | C36+_2* | 0.013299
[40 empty] | H2O | 0.0014952

## LP FP
CALCULATION SHEET
Crude Emission factors
[36 empty] | lb/ 1000gal | HHV | 150 | MMBTU/1000gal
[30 empty] | From | To | Multiply by |  |  | Nox | 20 |  | 0.13333 | lb/MMBTU
Customer |  |  | OMVP | [14 empty] | Proj No |  |  | PRJ-001030 | [8 empty] | lb/MMBtu | lb/106 scf | 1020 |  |  | CO | 5 |  | 0.033333
Project Title |  |  | OMV Neptun BAT Study & ESIA | [14 empty] | Calc No | [11 empty] | lb | kg | 0.454 |  |  | PM | 7 |  | 0.046667
Calculation Title |  |  | Emissions Inventory | [14 empty] | Phase/CTR |  |  | Normal Operations | [8 empty] | scf | Sm3 | 0.028373 |  |  | SO2 | 1.5 |  | 0.01
Elec File Location | [29 empty] | lb/106 scf | kg/106 Sm3 | 16.9126 |  |  | VOC | 1.04 |  | 0.0069333
[30 empty] | MJ | Btu | 947 |  |  | N2O | 0.53 |  | 0.0035333
Project File Location | [17 empty] | Page
Offshore LP/HP Flare Pilot
[30 empty] | No.6 | 150 | MMBTU/1000 gallons |  | 5.7378e-17
EQUIPMENT: |  |  | Flare | [27 empty] | 41792.8579
Emissions Factors: |  |  | MW |  |  | Density |  | LHV |  |  | HHV |  |  | NOx |  | NOx |  |  | CO |  | CO |  | PM |  | PM |  |  |  |  | HHV |  | NOx |  |  | CO
|  |  | g/mol |  |  | kg/Sm³ |  | MJ/kg |  |  | MJ/Sm³ |  |  | kg/106 Sm³ |  | kg/kg fuel |  |  | kg/106 Sm³ |  | kg/kg fuel |  | kg/106 Sm³ |  | kg/kg fuel |  |  |  |  | Btu/scf | MJ/Sm3 | lb/MMBtu | kg/MJ | kg/106 Sm3 | lb/MMBtu | kg/MJ | kg/106 Sm3
Reference Gas | [10 empty] | 37.9563 |  |  | 2177.7161 |  |  |  |  | 544.429 |  |  |  | 762.2006 |  |  |  | Average Natural Gas |  |  | 1020 | 37.9563 | 0.13333 | 5.7374e-05 | 2177.7161 | 0.033333 | 1.4344e-05 | 544.429
Diesel |  |  | 16.2 |  |  | 0.683 |  | 49.78 |  |  | 37.77 |  |  | 2167.0275 |  | 0.0031728 |  |  | 541.7569 |  | 0.0007932 |  | 758.4596 |  | 0.0011105 |  | EPA Std Temp = | 60 | °F |  |  | PM |  |  | CH4
[27 empty] | = | 15.5556 | °C |  |  | lb/MMBtu | kg/MJ | kg/106 Sm3 | lb/MMBtu | kg/MJ | kg/106 Sm3
Emissions Factors: |  |  | CH4 |  |  | CH4 |  | SO2 |  |  | SO2 |  |  | VOC |  | VOC |  |  | N20 |  | N2O | [5 empty] | Proj Std Temp. = | 15.6 | °C |  |  | 0.046667 | 2.0081e-05 | 762.2006 | 0.37446 | 0.00016113 | 6116.0067
|  |  | kg/106 Sm³ |  |  | kg/kg fuel |  | kg/106 Sm³ |  |  | kg/kg fuel |  |  | kg/106 Sm³ |  | kg/kg fuel |  |  | kg/106 Sm³ |  | kg/kg fuel | [10 empty] | VOC
Reference Gas |  |  | 6116.0067 |  |  |  |  | 163.3287 | [5 empty] | 113.2412 |  |  |  |  | 57.7095 | [12 empty] | lb/MMBtu | kg/MJ | kg/106 Sm3
Diesel |  |  | 6085.9883 |  |  | 0.0089107 |  | 162.5271 |  |  | 0 |  |  | 112.6854 |  | 0.00016499 |  |  | 57.4262 |  | 8.4079e-05 | [10 empty] | 0.0069333 | 2.9835e-06 | 113.2412
[32 empty] | SO2 |  |  | N2O
Furnace Duty: | [13 empty] | Fuel Consumption: | [17 empty] | lb/MMBtu | kg/MJ | kg/106 Sm3 | lb/MMBtu | kg/MJ | kg/106 Sm3
Duty Requirement |  |  |  | MW |  |  | Furnace Efficiency | [5 empty] | % | Diesel |  |  | 3.75 |  |  | kg/h | 0.23148 | kmol/h |  | 0.051854 |  | MW | 0.0006187 |  |  |  |  | 0.01 | 4.3031e-06 | 163.3287 | 0.0035333 | 1.5204e-06 | 57.7095
Fired Duty |  |  |  | MW | [22 empty] | 4.3557e-06
Fuel Gas: |  | Fuel Gas | [14 empty] | 0.051854 | MW
Compositions |  |  |  |  | Air |  |  | Total Feed |  | Combustion Products | [6 empty] | 48 | hrs pa
[5 empty] | Comb |  | XS | [9 empty] | 2.489 | MWhr pa | [8 empty] | REACTANT | [5 empty] | REQ. COMBUSTION AIR |  | PRODUCTS
Component |  | Mol Frac | kmol/h |  | kmol/h |  | kmol/h | kg/h |  | Mol Frac |  | kmol/h |  | kg/h |  |  | 8.9604 | GJ pa | [8 empty] | C | H | O | N | S | MW | O2 | N2 | CO2 | H2O | N2 | SO2
H2 |  | 0 | 0 |  |  |  |  | 0 |  | 0 |  | 0 |  | 0 | [13 empty] | 2 |  |  |  | 2.016 | 0.5 | 1.881 | 0 | 1 | 1.881 | 0 |  | Nitrogen | 1.4415e-10
CH4 |  | 0.9963 | 0.23062 |  |  |  |  | 3.6997 |  | 0.00077646 |  | 0.002083 |  | 0.033415 | LP Flare only used during this phase when transitioning from Commissioning to Operations. The LP Flare will be lit when the first of the SPS's commences forward gas (expected to be Pelican). Expected to be a combined LP and HP Flare, so assumption that pilot gas is included in the HP Flare allowance = 0.09 te/day = 32.8725 te/year. | [11 empty] | 1 | 4 |  |  |  | 16.042 | 2 | 7.5238 | 1 | 2 | 7.5238 | 0 |  | CO2 | 1.0484e-06
C2H4 |  | 0 | 0 |  |  |  |  | 0 |  | 0 |  | 0 |  | 0 | [12 empty] | 2 | 4 |  |  |  | 28.052 | 3 | 11.2857 | 2 | 2 | 11.2857 | 0 |  | Methane | 3.7673e-06
C2H6 |  | 0.0007 | 0.00016204 |  |  |  |  | 0.0048721 |  | 9.9655e-09 |  | 2.6734e-08 |  | 8.0383e-07 | [12 empty] | 2 | 6 |  |  |  | 30.068 | 3.5 | 13.1667 | 2 | 3 | 13.1667 | 0 |  | Ethane | 0.00023202
C3H6 |  | 0 | 0 |  |  |  |  | 0 |  | 0 |  | 0 |  | 0 | [12 empty] | 3 | 6 |  |  |  | 42.078 | 4.5 | 16.9286 | 3 | 3 | 16.9286 | 0 |  | Propane | 0.004114
C3H8 |  | 0.0002 | 4.6296e-05 |  |  |  |  | 0.0020414 |  | 2.8473e-09 |  | 7.6382e-09 |  | 3.368e-07 | [12 empty] | 3 | 8 |  |  |  | 44.094 | 5 | 18.8095 | 3 | 4 | 18.8095 | 0 |  | i-Butane | 0.0042988
iC4H8 |  | 0 | 0 |  |  |  |  | 0 |  | 0 |  | 0 |  | 0 | [12 empty] | 4 | 8 |  |  |  | 56.104 | 6 | 22.5714 | 4 | 4 | 22.5714 | 0 |  | n-Butane | 0.013311
iC4H10 |  | 0.0001 | 2.3148e-05 |  |  |  |  | 0.0013454 |  | 1.4236e-09 |  | 3.8191e-09 |  | 2.2197e-07 | [12 empty] | 4 | 10 |  |  |  | 58.12 | 6.5 | 24.4524 | 4 | 5 | 24.4524 | 0 |  | i-Pentane | 0.014451
nC4H10 |  | 0 | 0 |  |  |  |  | 0 |  | 0 |  | 0 |  | 0 | [12 empty] | 4 | 10 |  |  |  | 58.12 | 6.5 | 24.4524 | 4 | 5 | 24.4524 | 0 |  | 22-Mpropane | 6.3635e-05
iC5H12 |  | 0.0001 | 2.3148e-05 |  |  |  |  | 0.00167 |  | 1.4236e-09 |  | 3.8191e-09 |  | 2.7553e-07 | [12 empty] | 5 | 12 |  |  |  | 72.146 | 8 | 30.0952 | 5 | 6 | 30.0952 | 0 |  | n-Pentane | 0.018658
nC5H12 |  | 0.0001 | 2.3148e-05 |  |  |  |  | 0.00167 |  | 1.4236e-09 |  | 3.8191e-09 |  | 2.7553e-07 | [12 empty] | 5 | 12 |  |  |  | 72.146 | 8 | 30.0952 | 5 | 6 | 30.0952 | 0 |  | Benzene | 0.002327
nC6H14 |  | 0.0002 | 4.6296e-05 |  |  |  |  | 0.014801 |  | 2.8473e-09 |  | 7.6382e-09 |  | 2.442e-06 | [12 empty] | 22.65 | 47.3 |  |  |  | 319.7049 | 34.475 | 129.6917 | 22.65 | 23.65 | 129.6917 | 0 |  | Toluene | 0.0042009
He |  | 0 | 0 |  |  |  |  | 0 |  | 0 |  | 0 |  | 0 | Stream 11 Fuel Gas System | [16 empty] | 4.003 | [7 empty] | E-Benzene | 0.00092197
H2S |  | 0 | 0 |  |  |  |  | 0 |  | 0 |  | 0 |  | 0 | [13 empty] | 2 |  |  | 1 | 34.016 | 1.5 | 5.6429 | 0 | 1 | 5.6429 | 1 |  | m-Xylene | 0.0051351
O2 |  | 0 | 0 |  | 0.46417 |  | 0.069625 | 17.0813 |  | 0.027507 |  | 0.073791 |  | 2.3613 | [14 empty] | 2 |  |  | 32 | 0 | 0 | 0 | 0 | 0 | 0 |  | o-Xylene | 0.002295
N2 |  | 0.0015 | 0.00034722 |  | 1.7461 |  | 0.17046 | 53.6747 |  | 0.71448 |  | 1.9167 |  | 53.6675 | [15 empty] | 2 |  | 28 | 0 | 0 | 0 | 0 | 1 | 0 |  | C6* | 0.012247
CO |  | 0 | 0 |  |  |  |  | 0 |  | 3.9586e-05 |  | 0.00010619 |  | 0.0029745 | [12 empty] | 1 |  | 1 |  |  | 28.01 | [7 empty] | C7-10* | 0.05923
CO2 |  | 0.0008 | 0.00018519 |  |  |  |  | 0.00815 |  | 0.085907 |  | 0.23046 |  | 10.1424 | [12 empty] | 1 |  | 2 |  |  | 44.01 | [7 empty] | C11-15* | 0.048153
NO2 |  | 0 | 0 |  |  |  |  | 0 |  | 9.6417e-05 |  | 0.00025865 |  | 0.011898 | [14 empty] | 2 | 1 |  | 46 | [7 empty] | C16-20* | 0.034142
N2O |  | 0 | [26 empty] | 1 | 2 |  | 44 | [7 empty] | C21-25* | 0.025927
SO2 |  | 0 | 0 |  |  |  |  | 0 |  | 0 |  | 0 |  | 0 | [14 empty] | 2 |  | 1 | 64 | [7 empty] | C26-29* | 0.015381
H2O |  | 0 | 0 |  |  |  |  | 0 |  | 0.17119 |  | 0.45924 |  | 8.2737 | [13 empty] | 2 | 1 |  |  | 18.016 | [7 empty] | C30-35* | 0.016044
Total |  | 1 | 0.23148 |  | 2.2103 |  | 0.24009 | 74.4903 |  | 1 |  | 2.6826 |  | 74.4932 | [25 empty] | C36+* | 0.040186
Emissions rates | [6 empty] | g/s | [32 empty] | C6_1* | 0.020505
NOx Emission rate estimate as: | [6 empty] | 0.003305 | 0.011898 |  | kg/h |  | 0.00057111 |  | tpa | [25 empty] | C7-10_1* | 0.12183
CO Emission rate estimate as: | [6 empty] | 0.00082625 | 0.0029745 |  | kg/h |  | 0.00014278 |  | tpa
PM Emission rate estimated as: | [6 empty] | 0.0011568 | 0.0041643 |  | kg/h |  | 0.00019989 |  | tpa
CH4 Emissions estimate rate: | [6 empty] | 0.0092819 | 0.033415 |  | kg/h |  | 0.0016039 |  | tpa
VOC Emission rate estimated as: | [6 empty] | 0.00017186 | 0.0006187 |  | kg/h |  | 2.9697e-05 |  | tpa | [25 empty] | C11-15_1* | 0.1078
SO2 Emissions estimate rate: | [6 empty] | 0 | 0 |  | kg/h |  | 0 |  | tpa
N2O Emission rate estimated as: | [6 empty] | 8.7583e-05 | 0.0003153 |  | kg/h |  | 1.5134e-05 |  | tpa
CO2 Emission rate estimated as: | [6 empty] | 2.8467 |  | 10.2482 | kg/h |  | 0.49191 |  | tpa
Notes: | [39 empty] | C16-20_1* | 0.075641
1. | Emission factors have been taken from Table 3.1-1 and Table 3.1-2a in EPA AP42 [Ref 3]. | [38 empty] | C21-25_1* | 0.061705
2. | Properties obtained from HMB stream 11 Max Flow 790 End Case [Ref 1]. | [38 empty] | C26-29_1* | 0.04073
3. | Required heat duty of fuel taken from [Ref 11]. | [38 empty] | C30-35_1* | 0.043895
4. | LHV, HHV based on typical Heating Values for a methane rich stream for normal operation [Ref 12]. | [38 empty] | C36+_1* | 0.09828
5. | Flowrate taken from ESIA Emissions Assumptions List [Ref 2]. | [38 empty] | C6_2* | 0.0046103
[40 empty] | C7-10_2* | 0.024351
[40 empty] | C11-15_2* | 0.022612
[40 empty] | C16-20_2* | 0.016632
[40 empty] | C21-25_3* | 0.012041
[40 empty] | C26-29_2* | 0.0066817
[40 empty] | C30-35_2* | 0.0065662
[40 empty] | C36+_2* | 0.013299
[40 empty] | H2O | 0.0014952

## HP FP
CALCULATION SHEET
Crude Emission factors
[36 empty] | lb/ 1000gal | HHV | 150 | MMBTU/1000gal
[30 empty] | From | To | Multiply by |  |  | Nox | 20 |  | 0.13333 | lb/MMBTU
Customer |  |  | OMVP | [14 empty] | Proj No |  |  | PRJ-001030 | [8 empty] | lb/MMBtu | lb/106 scf | 1020 |  |  | CO | 5 |  | 0.033333
Project Title |  |  | OMV Neptun BAT Study & ESIA | [14 empty] | Calc No | [11 empty] | lb | kg | 0.454 |  |  | PM | 7 |  | 0.046667
Calculation Title |  |  | Emissions Inventory | [14 empty] | Phase/CTR |  |  | Normal Operations | [8 empty] | scf | Sm3 | 0.028373 |  |  | SO2 | 1.5 |  | 0.01
Elec File Location | [29 empty] | lb/106 scf | kg/106 Sm3 | 16.9126 |  |  | VOC | 1.04 |  | 0.0069333
[30 empty] | MJ | Btu | 947 |  |  | N2O | 0.53 |  | 0.0035333
Project File Location | [17 empty] | Page
Offshore LP/HP Flare Pilot
[30 empty] | No.6 | 150 | MMBTU/1000 gallons |  | 5.7378e-17
EQUIPMENT: |  |  | Flare | [27 empty] | 41792.8579
Emissions Factors: |  |  | MW |  |  | Density |  | LHV |  |  | HHV |  |  | NOx |  | NOx |  |  | CO |  | CO |  | PM |  | PM |  |  |  |  | HHV |  | NOx |  |  | CO
|  |  | g/mol |  |  | kg/Sm³ |  | MJ/kg |  |  | MJ/Sm³ |  |  | kg/106 Sm³ |  | kg/kg fuel |  |  | kg/106 Sm³ |  | kg/kg fuel |  | kg/106 Sm³ |  | kg/kg fuel |  |  |  |  | Btu/scf | MJ/Sm3 | lb/MMBtu | kg/MJ | kg/106 Sm3 | lb/MMBtu | kg/MJ | kg/106 Sm3
Reference Gas | [10 empty] | 37.9563 |  |  | 2177.7161 |  |  |  |  | 544.429 |  |  |  | 762.2006 |  |  |  | Average Natural Gas |  |  | 1020 | 37.9563 | 0.13333 | 5.7374e-05 | 2177.7161 | 0.033333 | 1.4344e-05 | 544.429
Diesel |  |  | 16.2 |  |  | 0.683 |  | 49.78 |  |  | 37.77 |  |  | 2167.0275 |  | 0.0031728 |  |  | 541.7569 |  | 0.0007932 |  | 758.4596 |  | 0.0011105 |  | EPA Std Temp = | 60 | °F |  |  | PM |  |  | CH4
[27 empty] | = | 15.5556 | °C |  |  | lb/MMBtu | kg/MJ | kg/106 Sm3 | lb/MMBtu | kg/MJ | kg/106 Sm3
Emissions Factors: |  |  | CH4 |  |  | CH4 |  | SO2 |  |  | SO2 |  |  | VOC |  | VOC |  |  | N20 |  | N2O | [5 empty] | Proj Std Temp. = | 15.6 | °C |  |  | 0.046667 | 2.0081e-05 | 762.2006 | 0.37446 | 0.00016113 | 6116.0067
|  |  | kg/106 Sm³ |  |  | kg/kg fuel |  | kg/106 Sm³ |  |  | kg/kg fuel |  |  | kg/106 Sm³ |  | kg/kg fuel |  |  | kg/106 Sm³ |  | kg/kg fuel | [10 empty] | VOC
Reference Gas |  |  | 6116.0067 |  |  |  |  | 163.3287 | [5 empty] | 113.2412 |  |  |  |  | 57.7095 | [12 empty] | lb/MMBtu | kg/MJ | kg/106 Sm3
Diesel |  |  | 6085.9883 |  |  | 0.0089107 |  | 162.5271 |  |  | 0 |  |  | 112.6854 |  | 0.00016499 |  |  | 57.4262 |  | 8.4079e-05 | [10 empty] | 0.0069333 | 2.9835e-06 | 113.2412
[32 empty] | SO2 |  |  | N2O
Furnace Duty: | [13 empty] | Fuel Consumption: | [17 empty] | lb/MMBtu | kg/MJ | kg/106 Sm3 | lb/MMBtu | kg/MJ | kg/106 Sm3
Duty Requirement |  |  |  | MW |  |  | Furnace Efficiency | [5 empty] | % | Flare |  |  | 3.75 |  |  | kg/h | 0.23148 | kmol/h |  | 0.051854 |  | MW | 0.0006187 |  |  |  |  | 0.01 | 4.3031e-06 | 163.3287 | 0.0035333 | 1.5204e-06 | 57.7095
Fired Duty |  |  |  | MW | [22 empty] | 4.3557e-06
Fuel Gas: |  | Fuel Gas | [14 empty] | 0.051854 | MW
Compositions |  |  |  |  | Air |  |  | Total Feed |  | Combustion Products | [6 empty] | 48 | hrs pa
[5 empty] | Comb |  | XS | [9 empty] | 2.489 | MWhr pa | [8 empty] | REACTANT | [5 empty] | REQ. COMBUSTION AIR |  | PRODUCTS
Component |  | Mol Frac | kmol/h |  | kmol/h |  | kmol/h | kg/h |  | Mol Frac |  | kmol/h |  | kg/h |  |  | 8.9604 | GJ pa | [8 empty] | C | H | O | N | S | MW | O2 | N2 | CO2 | H2O | N2 | SO2
H2 |  | 0 | 0 |  |  |  |  | 0 |  | 0 |  | 0 |  | 0 | [13 empty] | 2 |  |  |  | 2.016 | 0.5 | 1.881 | 0 | 1 | 1.881 | 0 |  | Nitrogen | 1.4415e-10
CH4 |  | 0.9963 | 0.23062 |  |  |  |  | 3.6997 |  | 0.00077646 |  | 0.002083 |  | 0.033415 | Assumes a combined LP & HP Flare tip with 3 pilots. Pilots to be lit during GPP N2/ backgassing process. Assumes 2 day process, noting that the pilots cannot be lit until natural gas is present in the vent gas as N2 will snuff the pilots. bottled propane gas to be provided = 0.09 te/day = 32.8725 te/year. | [11 empty] | 1 | 4 |  |  |  | 16.042 | 2 | 7.5238 | 1 | 2 | 7.5238 | 0 |  | CO2 | 1.0484e-06
C2H4 |  | 0 | 0 |  |  |  |  | 0 |  | 0 |  | 0 |  | 0 | [12 empty] | 2 | 4 |  |  |  | 28.052 | 3 | 11.2857 | 2 | 2 | 11.2857 | 0 |  | Methane | 3.7673e-06
C2H6 |  | 0.0007 | 0.00016204 |  |  |  |  | 0.0048721 |  | 9.9655e-09 |  | 2.6734e-08 |  | 8.0383e-07 | [12 empty] | 2 | 6 |  |  |  | 30.068 | 3.5 | 13.1667 | 2 | 3 | 13.1667 | 0 |  | Ethane | 0.00023202
C3H6 |  | 0 | 0 |  |  |  |  | 0 |  | 0 |  | 0 |  | 0 | [12 empty] | 3 | 6 |  |  |  | 42.078 | 4.5 | 16.9286 | 3 | 3 | 16.9286 | 0 |  | Propane | 0.004114
C3H8 |  | 0.0002 | 4.6296e-05 |  |  |  |  | 0.0020414 |  | 2.8473e-09 |  | 7.6382e-09 |  | 3.368e-07 | [12 empty] | 3 | 8 |  |  |  | 44.094 | 5 | 18.8095 | 3 | 4 | 18.8095 | 0 |  | i-Butane | 0.0042988
iC4H8 |  | 0 | 0 |  |  |  |  | 0 |  | 0 |  | 0 |  | 0 | [12 empty] | 4 | 8 |  |  |  | 56.104 | 6 | 22.5714 | 4 | 4 | 22.5714 | 0 |  | n-Butane | 0.013311
iC4H10 |  | 0.0001 | 2.3148e-05 |  |  |  |  | 0.0013454 |  | 1.4236e-09 |  | 3.8191e-09 |  | 2.2197e-07 | [12 empty] | 4 | 10 |  |  |  | 58.12 | 6.5 | 24.4524 | 4 | 5 | 24.4524 | 0 |  | i-Pentane | 0.014451
nC4H10 |  | 0 | 0 |  |  |  |  | 0 |  | 0 |  | 0 |  | 0 | [12 empty] | 4 | 10 |  |  |  | 58.12 | 6.5 | 24.4524 | 4 | 5 | 24.4524 | 0 |  | 22-Mpropane | 6.3635e-05
iC5H12 |  | 0.0001 | 2.3148e-05 |  |  |  |  | 0.00167 |  | 1.4236e-09 |  | 3.8191e-09 |  | 2.7553e-07 | [12 empty] | 5 | 12 |  |  |  | 72.146 | 8 | 30.0952 | 5 | 6 | 30.0952 | 0 |  | n-Pentane | 0.018658
nC5H12 |  | 0.0001 | 2.3148e-05 |  |  |  |  | 0.00167 |  | 1.4236e-09 |  | 3.8191e-09 |  | 2.7553e-07 | [12 empty] | 5 | 12 |  |  |  | 72.146 | 8 | 30.0952 | 5 | 6 | 30.0952 | 0 |  | Benzene | 0.002327
nC6H14 |  | 0.0002 | 4.6296e-05 |  |  |  |  | 0.014801 |  | 2.8473e-09 |  | 7.6382e-09 |  | 2.442e-06 |  |  | Stream 11 Fuel Gas System | [9 empty] | 22.65 | 47.3 |  |  |  | 319.7049 | 34.475 | 129.6917 | 22.65 | 23.65 | 129.6917 | 0 |  | Toluene | 0.0042009
He |  | 0 | 0 |  |  |  |  | 0 |  | 0 |  | 0 |  | 0 | [17 empty] | 4.003 | [7 empty] | E-Benzene | 0.00092197
H2S |  | 0 | 0 |  |  |  |  | 0 |  | 0 |  | 0 |  | 0 | [13 empty] | 2 |  |  | 1 | 34.016 | 1.5 | 5.6429 | 0 | 1 | 5.6429 | 1 |  | m-Xylene | 0.0051351
O2 |  | 0 | 0 |  | 0.46417 |  | 0.069625 | 17.0813 |  | 0.027507 |  | 0.073791 |  | 2.3613 | [14 empty] | 2 |  |  | 32 | 0 | 0 | 0 | 0 | 0 | 0 |  | o-Xylene | 0.002295
N2 |  | 0.0015 | 0.00034722 |  | 1.7461 |  | 0.17046 | 53.6747 |  | 0.71448 |  | 1.9167 |  | 53.6675 | [15 empty] | 2 |  | 28 | 0 | 0 | 0 | 0 | 1 | 0 |  | C6* | 0.012247
CO |  | 0 | 0 |  |  |  |  | 0 |  | 3.9586e-05 |  | 0.00010619 |  | 0.0029745 | [12 empty] | 1 |  | 1 |  |  | 28.01 | [7 empty] | C7-10* | 0.05923
CO2 |  | 0.0008 | 0.00018519 |  |  |  |  | 0.00815 |  | 0.085907 |  | 0.23046 |  | 10.1424 | [12 empty] | 1 |  | 2 |  |  | 44.01 | [7 empty] | C11-15* | 0.048153
NO2 |  | 0 | 0 |  |  |  |  | 0 |  | 9.6417e-05 |  | 0.00025865 |  | 0.011898 | [14 empty] | 2 | 1 |  | 46 | [7 empty] | C16-20* | 0.034142
N2O |  | 0 | [26 empty] | 1 | 2 |  | 44 | [7 empty] | C21-25* | 0.025927
SO2 |  | 0 | 0 |  |  |  |  | 0 |  | 0 |  | 0 |  | 0 | [14 empty] | 2 |  | 1 | 64 | [7 empty] | C26-29* | 0.015381
H2O |  | 0 | 0 |  |  |  |  | 0 |  | 0.17119 |  | 0.45924 |  | 8.2737 | [13 empty] | 2 | 1 |  |  | 18.016 | [7 empty] | C30-35* | 0.016044
Total |  | 1 | 0.23148 |  | 2.2103 |  | 0.24009 | 74.4903 |  | 1 |  | 2.6826 |  | 74.4932 | [25 empty] | C36+* | 0.040186
Emissions rates | [6 empty] | g/s | [32 empty] | C6_1* | 0.020505
NOx Emission rate estimate as: | [6 empty] | 0.003305 | 0.011898 |  | kg/h |  | 0.00057111 |  | tpa | [25 empty] | C7-10_1* | 0.12183
CO Emission rate estimate as: | [6 empty] | 0.00082625 | 0.0029745 |  | kg/h |  | 0.00014278 |  | tpa
PM Emission rate estimated as: | [6 empty] | 0.0011568 | 0.0041643 |  | kg/h |  | 0.00019989 |  | tpa
CH4 Emissions estimate rate: | [6 empty] | 0.0092819 | 0.033415 |  | kg/h |  | 0.0016039 |  | tpa
VOC Emission rate estimated as: | [6 empty] | 0.00017186 | 0.0006187 |  | kg/h |  | 2.9697e-05 |  | tpa | [25 empty] | C11-15_1* | 0.1078
SO2 Emissions estimate rate: | [6 empty] | 0 | 0 |  | kg/h |  | 0 |  | tpa
N2O Emission rate estimated as: | [6 empty] | 8.7583e-05 | 0.0003153 |  | kg/h |  | 1.5134e-05 |  | tpa
CO2 Emission rate estimated as: | [6 empty] | 2.8467 |  | 10.2482 | kg/h |  | 0.49191 |  | tpa
Notes: | [39 empty] | C16-20_1* | 0.075641
1. | Emission factors have been taken from Table 3.1-1 and Table 3.1-2a in EPA AP42 [Ref 3]. | [38 empty] | C21-25_1* | 0.061705
2. | Properties obtained from HMB stream 11 Max Flow 790 End Case [Ref 1]. | [38 empty] | C26-29_1* | 0.04073
3. | Required heat duty of fuel taken from [Ref 11]. | [38 empty] | C30-35_1* | 0.043895
4. | LHV, HHV based on typical Heating Values for a methane rich stream for normal operation [Ref 12]. | [38 empty] | C36+_1* | 0.09828
5. | Flowrate taken from ESIA Emissions Assumptions List [Ref 2]. | [38 empty] | C6_2* | 0.0046103
[40 empty] | C7-10_2* | 0.024351
[40 empty] | C11-15_2* | 0.022612
[40 empty] | C16-20_2* | 0.016632
[40 empty] | C21-25_3* | 0.012041
[40 empty] | C26-29_2* | 0.0066817
[40 empty] | C30-35_2* | 0.0065662
[40 empty] | C36+_2* | 0.013299
[40 empty] | H2O | 0.0014952

## HP ICS
CALCULATION SHEET
[30 empty] | From | To | Multiply by
Customer |  |  | OMVP | [13 empty] | Proj No |  |  | PRJ-001030 | [9 empty] | lb/MMBtu | lb/106 scf | 1020
Project Title |  |  | OMV Neptun BAT Study & ESIA | [13 empty] | Calc No | [12 empty] | lb | kg | 0.454
Calculation Title |  |  | Emissions Inventory | [13 empty] | Phase/CTR |  |  | Normal Operations | [9 empty] | scf | Sm3 | 0.028373
Elec File Location | [29 empty] | lb/106 scf | kg/106 Sm3 | 16.9126
[30 empty] | MJ | Btu | 947
Project File Location | [16 empty] | Page | [12 empty] | L | Sm3 | 0.001
HP Flare - Initial Cold Start (Pelican Well Ramp Up) | [29 empty] | MMBTU | MJ | 1055.9662
See Nicole's Email.
EQUIPMENT: |  |  | Purge gas and pilot lights
Emissions Factors: |  |  | MW |  |  | Density |  | LHV |  |  | HHV |  |  | NOx | NOx |  |  | CO |  | CO |  | PM |  | PM
|  |  | g/mol |  |  | kg/Sm³ |  | MJ/kg |  |  | MJ/Sm³ |  |  | kg/106 Sm³ | kg/kg fuel |  |  | kg/106 Sm³ |  | kg/kg fuel |  | kg/106 Sm³ |  | kg/kg fuel | [5 empty] | NOx |  |  | CO
AP 42 Std Gas | [10 empty] | 37.9563 |  |  | 1173.0576 |  |  |  | 6382.8137 |  |  |  | 40 |  |  |  |  | Average Natural Gas |  |  | lb/MMBtu | lb/106 scf | kg/106 Sm3 | lb/MMBtu | lb/106 scf | kg/106 Sm3
Flare - Fuel Gas |  |  | 16.12 |  |  | 0.699 |  | 49.78 |  |  | 37.77 |  |  | 1167.3001 | 0.00167 |  |  | 6351.4858 |  | 0.0090865 |  | 39.8037 |  | 5.6944e-05 |  |  | EPA Std Temp = | 60 | °F | 0.068 | 69.36 | 1173.0576 | 0.37 | 377.4 | 6382.8137
[27 empty] | = | 15.5556 | °C
Emissions Factors: |  |  | CH4 |  |  | CH4 |  | SO2 |  |  | SO2 |  |  | VOC | VOC |  |  | N20 |  | N2O | [9 empty] | PM |  |  | CH4
|  |  | kg/106 Sm³ |  |  | kg/kg fuel |  | kg/106 Sm³ |  |  | kg/kg fuel |  |  | kg/106 Sm³ | kg/kg fuel |  |  | kg/106 Sm³ |  | kg/kg fuel | [9 empty] | ug/L | kg/Sm3 | kg/106 Sm3 | lb/MMBtu | lb/106 scf | kg/106 Sm3
AP 42 Std Gas |  |  | 2415.1187 | [26 empty] | 40 | 4e-05 | 40 | 0.14 | 142.8 | 2415.1187
Flare - Fuel Gas |  |  | 2403.2649 |  |  | 0.0034381
2448.0068
Furnace Duty: | [13 empty] | Fuel Consumption:
Duty Requirement |  |  |  | MW |  |  | Furnace Efficiency | [5 empty] | % | Flare Blowdown |  | 1711.1567 |  |  | kg/h | 106.1512 | kmol/h |  | 23.6615 |  | MW |  | 0
Fired Duty |  |  |  | MW | [22 empty] | 0
Fuel Gas: |  | Flare - Fuel Gas | [12 empty] | Based on Pelican system being brought online first. Slow ramp up rate 3 days per well, incremental bean up steps. Minimum required gas temperature of 10degC used, to allow circulation of Lean TEG. Calculation assumes 2 days, but 5 days allowed for. Cumulative gas to HP Flare estimated at 15000Te for this 'one off' case. Faster re-starts expected once well performances have been monitored and understood (HP Flare - Re-Start). Bottled Propane required for HP Flare Pilot during inital Pelican system start-up. Presence of N2 in subsurface wells has the potential to cause pilot flame snuffing (GPP back gas needs confirming). Peak load: 201,250 kg/h (equal to 250MMScfd flared for 24h = 4830te) + 161,000 kg/h (equal to 200MMScfd flared for 24h = 3864te) + 120,750 kg/h (equal to 150MMScfd flared for 24h = 2898te) + 80,500 kg/h (equal to 100MMScfd flared for 24h = 1932te) + 40,250 kg/h (equal to 50MMScfd flared for 24h = 966te).
Compositions |  |  |  |  | Air |  |  | Total Feed |  | Combustion Products
[5 empty] | Comb |  | XS | [19 empty] | Reactant | [5 empty] | Combustion Air |  | Products
Component |  | Mol Frac | kmol/h |  | kmol/h |  | kmol/h | kg/h |  | Mol Frac |  | kmol/h |  | kg/h | [12 empty] | C | H | O | N | S | MW | O2 | N2 | CO2 | H2O | N2 | SO2 |  | Fuel Gas | Acid Gas
H2 |  | 0 | 0 |  |  |  |  | 0 | [19 empty] | 2 |  |  |  | 2.016 | 0.5 | 1.881 | 0 | 1 | 1.881 | 0 | Nitrogen | 0.0142 | 0.0003
CH4 |  | 0.9963 | 105.7584 |  |  |  |  | 1696.5763 |  | 0.0003282 |  | 0.36674 |  | 5.8832 | [12 empty] | 1 | 4 |  |  |  | 16.042 | 2 | 7.5238 | 1 | 2 | 7.5238 | 0 | CO2 | 0.0096 | 0.7754
C2H4 |  | 0 | 0 |  |  |  |  | 0 | [18 empty] | 2 | 4 |  |  |  | 28.052 | 3 | 11.2857 | 2 | 2 | 11.2857 | 0 | Methane | 0.605 | 0.0143
C2H6 |  | 0.0007 | 0.074306 |  |  |  |  | 2.2342 |  | 0 |  | 0 |  | 0 | [12 empty] | 2 | 6 |  |  |  | 30.068 | 3.5 | 13.1667 | 2 | 3 | 13.1667 | 0 | Ethane | 0.1752 | 0.0019
C3H6 |  | 0 | 0 |  |  |  |  | 0 | [18 empty] | 3 | 6 |  |  |  | 42.078 | 4.5 | 16.9286 | 3 | 3 | 16.9286 | 0 | Propane | 0.1139 | 0.0036
C3H8 |  | 0.0002 | 0.02123 |  |  |  |  | 0.93613 |  | 0 |  | 0 |  | 0 | [12 empty] | 3 | 8 |  |  |  | 44.094 | 5 | 18.8095 | 3 | 4 | 18.8095 | 0 | i-Butane | 0.0171 | 0.001
iC4H8 |  | 0 | 0 |  |  |  |  | 0 | [18 empty] | 4 | 8 |  |  |  | 56.104 | 6 | 22.5714 | 4 | 4 | 22.5714 | 0 | n-Butane | 0.0459 | 0.0024
iC4H10 |  | 0.0001 | 0.010615 |  |  |  |  | 0.61695 |  | 0 |  | 0 |  | 0 | [12 empty] | 4 | 10 |  |  |  | 58.12 | 6.5 | 24.4524 | 4 | 5 | 24.4524 | 0 | i-Pentane | 0.0082 | 0.0016
nC4H10 |  | 0 | 0 |  |  |  |  | 0 |  | 0 |  | 0 |  | 0 |  | Stream 9 HP Flare & LP Flare | [10 empty] | 4 | 10 |  |  |  | 58.12 | 6.5 | 24.4524 | 4 | 5 | 24.4524 | 0 | 22-Mpropane | 0.0002 | 0
iC5H12 |  | 0.0001 | 0.010615 |  |  |  |  | 0.76584 |  | 0 |  | 0 |  | 0 | [12 empty] | 5 | 12 |  |  |  | 72.146 | 8 | 30.0952 | 5 | 6 | 30.0952 | 0 | n-Pentane | 0.0089 | 0.0019
nC5H12 |  | 0.0001 | 0.010615 |  |  |  |  | 0.76584 |  | 0 |  | 0 |  | 0 | [12 empty] | 5 | 12 |  |  |  | 72.146 | 8 | 30.0952 | 5 | 6 | 30.0952 | 0 | Benzene | 0.0002 | 0.0003
nC6H14 |  | 0.0002 | 0.02123 |  |  |  |  | 1.8295 |  | 0 |  | 0 |  | 0 | [12 empty] | 6 | 14 |  |  |  | 86.172 | 9.5 | 35.7381 | 6 | 7 | 35.7381 | 0 | Toluene | 0 | 0.0005
He |  | 0 | 0 |  |  |  |  | 0 | [23 empty] | 4.003 | [6 empty] | E-Benzene | 0 | 0.0001
H2S |  | 0 | 0 |  |  |  |  | 0 | [19 empty] | 2 |  |  | 1 | 34.016 | 1.5 | 5.6429 | 0 | 1 | 5.6429 | 1 | m-Xylene | 0 | 0.0004
O2 |  | 0 | 0 |  | 212.3236 |  | 0 | 6794.3538 |  | 0.0006564 |  | 0.73348 |  | 23.4712 | [14 empty] | 2 |  |  | 32 | 0 | 0 | 0 | 0 | 0 | 0 | o-Xylene | 0 | 0.0002
N2 |  | 0.0015 | 0.15923 |  | 798.741 |  | 0 | 22369.2062 |  | 0.71493 |  | 798.8692 |  | 22368.3365 | [15 empty] | 2 |  | 28 | 0 | 0 | 0 | 0 | 1 | 0 | C6* | 0.0015 | 0
CO |  | 0 | 0 |  |  |  |  | 0 |  | 0.00049677 |  | 0.5551 |  | 15.5485 | [12 empty] | 1 |  | 1 |  |  | 28.01 | [6 empty] | C7-10* | 0.0001 | 0
CO2 |  | 0.0008 | 0.084921 |  |  |  |  | 3.7374 |  | 0.094333 |  | 105.4098 |  | 4639.0843 | [12 empty] | 1 |  | 2 |  |  | 44.01 | [6 empty] | C11-15* | 0 | 0
NO2 |  | 0 | 0 |  |  |  |  | 0 |  | 5.5593e-05 |  | 0.062121 |  | 2.8576 | [14 empty] | 2 | 1 |  | 46 | [6 empty] | C16-20* | 0 | 0
SO2 |  | 0 | 0 |  |  |  |  | 0 |  | 0 |  | 0 |  | 0 | [14 empty] | 2 |  | 1 | 64 | [6 empty] | C21-25* | 0 | 0
H2O |  | 0 | 0 |  |  |  |  | 0 |  | 0.1892 |  | 211.4202 |  | 3808.947 | [13 empty] | 2 | 1 |  |  | 18.016 | [6 empty] | C26-29* | 0 | 0
Total |  | 1 | 106.1512 |  | 1011.0646 |  | 0 | 30871.0221 |  | 1 |  | 1117.4166 |  | 30864.1283 | [24 empty] | C30-35* | 0 | 0
Emissions rates | [6 empty] | g/s |  | kg/h | tpa | [28 empty] | C36+* | 0 | 0
NOx Emission rate estimate as: | [6 empty] | 0.79377 | 2.8576 |  | 25.0494 | [28 empty] | C7-10_1* | 0 | 0.0158
CO Emission rate estimate as: | [6 empty] | 4.319 | 15.5485 |  | 136.298
PM10 Emission rate estimated as: | [6 empty] | 0.027067 | 0.09744 |  | 0.85416 | [28 empty] | C6_1* | 0 | 0.0045
CH4 Emissions estimate rate: | [6 empty] | 1.6342 | 5.8832 |  | 51.5722
VOC Emission rate estimated as: | [6 empty] | 0 | 0 |  | 0
SO2 Emissions estimate rate: | [6 empty] | 0 |  |  | 0
N2O Emission rate estimated as: | [6 empty] | 0 |  |  | 0
CO2 Emission rate estimated as: | [6 empty] | 1298.98 | 4676.3281 |  | 40992.6925
NOTES:
1. | Emission factors have been taken from Table 13.5.1 in AP42 Emission Factors for Flare operations [Ref 3]. | [37 empty] | C16-20_1* | 0 | 0
2. | Properties obtained from HMB stream 9 [Ref 1]. | [37 empty] | C21-25_1* | 0 | 0
3. | Purge rate and pilot fuel rate from [Ref 2]. | [37 empty] | C26-29_1* | 0 | 0
4. | LHV, HHV based on typical Heating Values for a methane rich stream for normal operation [Ref 12].
5. | Flowrate taken from ESIA Emissions Assumptions List [Ref 2]. | [37 empty] | C30-35_1* | 0 | 0
[39 empty] | C6_2* | 0.0003 | 0
[39 empty] | C7-10_2* | 0 | 0
[39 empty] | C11-15_2* | 0 | 0
[39 empty] | C16-20_2* | 0 | 0
[39 empty] | C21-25_3* | 0 | 0
[39 empty] | C26-29_2* | 0 | 0
[39 empty] | C30-35_2* | 0 | 0
[39 empty] | C36+_2* | 0 | 0
[39 empty] | H2O | 0.0001 | 0.1753

## DFP
CALCULATION SHEET
[29 empty] | From | To | Multiply by
Customer |  |  | OMVP | [13 empty] | Proj No |  |  | PRJ-001030 | [8 empty] | lb/MMBtu | lb/106 scf | 1020
Project Title |  |  | OMV Neptun BAT Study & ESIA | [13 empty] | Calc No | [11 empty] | lb | kg | 0.454
Calculation Title |  |  | Emissions Inventory | [13 empty] | Phase/CTR |  |  | Normal Operations | [8 empty] | scf | Sm3 | 0.028373
Elec File Location | [28 empty] | lb/106 scf | kg/106 Sm3 | 16.9126
[29 empty] | MJ | Btu | 947
Project File Location | [16 empty] | Page | [11 empty] | L | Sm3 | 0.001
Flaring - Start Up Gas - Domino Flowline Purging (Flaring) | [28 empty] | MMBTU | MJ | 1055.9662
EQUIPMENT: |  |  | Purge gas and pilot lights
Emissions Factors: |  |  | MW |  |  | Density |  | LHV |  |  | HHV |  |  | NOx | NOx |  |  | CO |  | CO |  | PM |  | PM
|  |  | g/mol |  |  | kg/Sm³ |  | MJ/kg |  |  | MJ/Sm³ |  |  | kg/106 Sm³ | kg/kg fuel |  |  | kg/106 Sm³ |  | kg/kg fuel |  | kg/106 Sm³ |  | kg/kg fuel |  |  |  |  | NOx |  |  | CO
AP 42 Std Gas | [10 empty] | 37.9563 |  |  | 1173.0576 |  |  |  | 6382.8137 |  |  |  | 40 |  |  |  | Average Natural Gas |  |  | lb/MMBtu | lb/106 scf | kg/106 Sm3 | lb/MMBtu | lb/106 scf | kg/106 Sm3
Flare - Fuel Gas |  |  | 16.12 |  |  | 0.699 |  | 49.78 |  |  | 37.77 |  |  | 1167.3001 | 0.00167 |  |  | 6351.4858 |  | 0.0090865 |  | 39.8037 |  | 5.6944e-05 |  | EPA Std Temp = | 60 | °F | 0.068 | 69.36 | 1173.0576 | 0.37 | 377.4 | 6382.8137
[26 empty] | = | 15.5556 | °C
Emissions Factors: |  |  | CH4 |  |  | CH4 |  | SO2 |  |  | SO2 |  |  | VOC | VOC |  |  | N20 |  | N2O | [8 empty] | PM |  |  | CH4
|  |  | kg/106 Sm³ |  |  | kg/kg fuel |  | kg/106 Sm³ |  |  | kg/kg fuel |  |  | kg/106 Sm³ | kg/kg fuel |  |  | kg/106 Sm³ |  | kg/kg fuel | [8 empty] | ug/L | kg/Sm3 | kg/106 Sm3 | lb/MMBtu | lb/106 scf | kg/106 Sm3
AP 42 Std Gas |  |  | 2415.1187 | [25 empty] | 40 | 4e-05 | 40 | 0.14 | 142.8 | 2415.1187
Flare - Fuel Gas |  |  | 2403.2649 |  |  | 0.0034381
816.0023
Furnace Duty: | [13 empty] | Fuel Consumption:
Duty Requirement |  |  |  | MW |  |  | Furnace Efficiency | [5 empty] | % | Flare Blowdown |  | 570.3856 |  |  | kg/h | 35.3837 | kmol/h |  | 7.8872 |  | MW | 0
Fired Duty |  |  |  | MW | [21 empty] | 0
Fuel Gas: |  | Flare - Fuel Gas | [12 empty] | Domino flowline initially filled with N2; System to be assumed to be left at 95 bara. Slow Domino well bean-up while Pelican is producing at stable conditions (250MMscfd). Pelican production being flared while N2 system purge (24h – slow well ramp up) Assuming mixing zone of 50% of total Domino flowline volume – worst case 100% CH4 in mixing zone to be flared = 5,000 te. with 2.16 days of flaring of total 5000te, assuming a max flare rate of 120MMScfd.
Compositions |  |  |  |  | Air |  |  | Total Feed |  | Combustion Products
[5 empty] | Comb |  | XS | [18 empty] | Reactant | [5 empty] | Combustion Air |  | Products
Component |  | Mol Frac | kmol/h |  | kmol/h |  | kmol/h | kg/h |  | Mol Frac |  | kmol/h |  | kg/h | [11 empty] | C | H | O | N | S | MW | O2 | N2 | CO2 | H2O | N2 | SO2 |  | Fuel Gas | Acid Gas
H2 |  | 0 | 0 |  |  |  |  | 0 | [18 empty] | 2 |  |  |  | 2.016 | 0.5 | 1.881 | 0 | 1 | 1.881 | 0 | Nitrogen | 0.0142 | 0.0003
CH4 |  | 0.9963 | 35.2528 |  |  |  |  | 565.5254 |  | 0.0003282 |  | 0.12225 |  | 1.9611 | [11 empty] | 1 | 4 |  |  |  | 16.042 | 2 | 7.5238 | 1 | 2 | 7.5238 | 0 | CO2 | 0.0096 | 0.7754
C2H4 |  | 0 | 0 |  |  |  |  | 0 | [17 empty] | 2 | 4 |  |  |  | 28.052 | 3 | 11.2857 | 2 | 2 | 11.2857 | 0 | Methane | 0.605 | 0.0143
C2H6 |  | 0.0007 | 0.024769 |  |  |  |  | 0.74474 |  | 0 |  | 0 |  | 0 | [11 empty] | 2 | 6 |  |  |  | 30.068 | 3.5 | 13.1667 | 2 | 3 | 13.1667 | 0 | Ethane | 0.1752 | 0.0019
C3H6 |  | 0 | 0 |  |  |  |  | 0 | [17 empty] | 3 | 6 |  |  |  | 42.078 | 4.5 | 16.9286 | 3 | 3 | 16.9286 | 0 | Propane | 0.1139 | 0.0036
C3H8 |  | 0.0002 | 0.0070767 |  |  |  |  | 0.31204 |  | 0 |  | 0 |  | 0 | [11 empty] | 3 | 8 |  |  |  | 44.094 | 5 | 18.8095 | 3 | 4 | 18.8095 | 0 | i-Butane | 0.0171 | 0.001
iC4H8 |  | 0 | 0 |  |  |  |  | 0 | [17 empty] | 4 | 8 |  |  |  | 56.104 | 6 | 22.5714 | 4 | 4 | 22.5714 | 0 | n-Butane | 0.0459 | 0.0024
iC4H10 |  | 0.0001 | 0.0035384 |  |  |  |  | 0.20565 |  | 0 |  | 0 |  | 0 | [11 empty] | 4 | 10 |  |  |  | 58.12 | 6.5 | 24.4524 | 4 | 5 | 24.4524 | 0 | i-Pentane | 0.0082 | 0.0016
nC4H10 |  | 0 | 0 |  |  |  |  | 0 |  | 0 |  | 0 |  | 0 |  | Stream 9 HP Flare & LP Flare | [9 empty] | 4 | 10 |  |  |  | 58.12 | 6.5 | 24.4524 | 4 | 5 | 24.4524 | 0 | 22-Mpropane | 0.0002 | 0
iC5H12 |  | 0.0001 | 0.0035384 |  |  |  |  | 0.25528 |  | 0 |  | 0 |  | 0 | [11 empty] | 5 | 12 |  |  |  | 72.146 | 8 | 30.0952 | 5 | 6 | 30.0952 | 0 | n-Pentane | 0.0089 | 0.0019
nC5H12 |  | 0.0001 | 0.0035384 |  |  |  |  | 0.25528 |  | 0 |  | 0 |  | 0 | [11 empty] | 5 | 12 |  |  |  | 72.146 | 8 | 30.0952 | 5 | 6 | 30.0952 | 0 | Benzene | 0.0002 | 0.0003
nC6H14 |  | 0.0002 | 0.0070767 |  |  |  |  | 0.60982 |  | 0 |  | 0 |  | 0 | [11 empty] | 6 | 14 |  |  |  | 86.172 | 9.5 | 35.7381 | 6 | 7 | 35.7381 | 0 | Toluene | 0 | 0.0005
He |  | 0 | 0 |  |  |  |  | 0 | [22 empty] | 4.003 | [6 empty] | E-Benzene | 0 | 0.0001
H2S |  | 0 | 0 |  |  |  |  | 0 | [18 empty] | 2 |  |  | 1 | 34.016 | 1.5 | 5.6429 | 0 | 1 | 5.6429 | 1 | m-Xylene | 0 | 0.0004
O2 |  | 0 | 0 |  | 70.7745 |  | 0 | 2264.7846 |  | 0.0006564 |  | 0.24449 |  | 7.8237 | [13 empty] | 2 |  |  | 32 | 0 | 0 | 0 | 0 | 0 | 0 | o-Xylene | 0 | 0.0002
N2 |  | 0.0015 | 0.053076 |  | 266.247 |  | 0 | 7456.4021 |  | 0.71493 |  | 266.2897 |  | 7456.1122 | [14 empty] | 2 |  | 28 | 0 | 0 | 0 | 0 | 1 | 0 | C6* | 0.0015 | 0
CO |  | 0 | 0 |  |  |  |  | 0 |  | 0.00049677 |  | 0.18503 |  | 5.1828 | [11 empty] | 1 |  | 1 |  |  | 28.01 | [6 empty] | C7-10* | 0.0001 | 0
CO2 |  | 0.0008 | 0.028307 |  |  |  |  | 1.2458 |  | 0.094333 |  | 35.1366 |  | 1546.3614 | [11 empty] | 1 |  | 2 |  |  | 44.01 | [6 empty] | C11-15* | 0 | 0
NO2 |  | 0 | 0 |  |  |  |  | 0 |  | 5.5593e-05 |  | 0.020707 |  | 0.95252 | [13 empty] | 2 | 1 |  | 46 | [6 empty] | C16-20* | 0 | 0
SO2 |  | 0 | 0 |  |  |  |  | 0 |  | 0 |  | 0 |  | 0 | [13 empty] | 2 |  | 1 | 64 | [6 empty] | C21-25* | 0 | 0
H2O |  | 0 | 0 |  |  |  |  | 0 |  | 0.1892 |  | 70.4734 |  | 1269.649 | [12 empty] | 2 | 1 |  |  | 18.016 | [6 empty] | C26-29* | 0 | 0
Total |  | 1 | 35.3837 |  | 337.0215 |  | 0 | 10290.3407 |  | 1 |  | 372.4722 |  | 10288.0428 | [23 empty] | C30-35* | 0 | 0
Emissions rates | [6 empty] | g/s |  | kg/h | tpa | [27 empty] | C36+* | 0 | 0
NOx Emission rate estimate as: | [6 empty] | 0.26459 | 0.95252 |  | 8.3498 | [27 empty] | C7-10_1* | 0 | 0.0158
CO Emission rate estimate as: | [6 empty] | 1.4397 | 5.1828 |  | 45.4327
PM10 Emission rate estimated as: | [6 empty] | 0.0090222 | 0.03248 |  | 0.28472 | [27 empty] | C6_1* | 0 | 0.0045
CH4 Emissions estimate rate: | [6 empty] | 0.54474 | 1.9611 |  | 17.1907
VOC Emission rate estimated as: | [6 empty] | 0 | 0 |  | 0
SO2 Emissions estimate rate: | [6 empty] | 0 |  |  | 0
N2O Emission rate estimated as: | [6 empty] | 0 |  |  | 0
CO2 Emission rate estimated as: | [6 empty] | 432.9933 | 1558.776 |  | 13664.2308
NOTES:
1. | Emission factors have been taken from Table 13.5.1 in AP42 Emission Factors for Flare operations [Ref 3]. | [36 empty] | C16-20_1* | 0 | 0
2. | Properties obtained from HMB stream 9 [Ref 1]. | [36 empty] | C21-25_1* | 0 | 0
3. | Purge rate and pilot fuel rate from [Ref 2]. | [36 empty] | C26-29_1* | 0 | 0
4. | LHV, HHV based on typical Heating Values for a methane rich stream for normal operation [Ref 12].
5. | Flowrate taken from ESIA Emissions Assumptions List [Ref 2]. | [36 empty] | C30-35_1* | 0 | 0
[38 empty] | C6_2* | 0.0003 | 0
[38 empty] | C7-10_2* | 0 | 0
[38 empty] | C11-15_2* | 0 | 0
[38 empty] | C16-20_2* | 0 | 0
[38 empty] | C21-25_3* | 0 | 0
[38 empty] | C26-29_2* | 0 | 0
[38 empty] | C30-35_2* | 0 | 0
[38 empty] | C36+_2* | 0 | 0
[38 empty] | H2O | 0.0001 | 0.1753

## Precom F O
CALCULATION SHEET
Crude Emission factors
[36 empty] | lb/ 1000gal | HHV | 150 | MMBTU/1000gal
[30 empty] | From | To | Multiply by |  |  | Nox | 20 |  | 0.13333 | lb/MMBTU
Customer |  |  | OMVP | [14 empty] | Proj No |  |  | PRJ-001030 | [8 empty] | lb/MMBtu | lb/106 scf | 1020 |  |  | CO | 5 |  | 0.033333
Project Title |  |  | OMV Neptun BAT Study & ESIA | [14 empty] | Calc No | [11 empty] | lb | kg | 0.454 |  |  | PM | 7 |  | 0.046667
Calculation Title |  |  | Emissions Inventory | [14 empty] | Phase/CTR |  |  | Construction | [8 empty] | scf | Sm3 | 0.028373 |  |  | SO2 | 1.5 |  | 0.01
Elec File Location | [29 empty] | lb/106 scf | kg/106 Sm3 | 16.9126 |  |  | VOC | 1.04 |  | 0.0069333
[30 empty] | MJ | Btu | 947 |  |  | N2O | 0.53 |  | 0.0035333
Project File Location | [17 empty] | Page
Onshore Pre-Com Spread for GPP - Filling
[30 empty] | No.6 | 150 | MMBTU/1000 gallons |  | 5.7378e-17
EQUIPMENT: |  |  | Diesel Engine | [27 empty] | 41792.8579
Emissions Factors: |  |  | MW |  |  | Density |  | LHV |  |  | HHV |  |  | NOx |  | NOx |  |  | CO |  | CO |  | PM |  | PM |  |  |  |  | HHV |  | NOx |  |  | CO
|  |  | g/mol |  |  | kg/Sm³ |  | MJ/kg |  |  | MJ/Sm³ |  |  | kg/106 Sm³ |  | kg/kg fuel |  |  | kg/106 Sm³ |  | kg/kg fuel |  | kg/106 Sm³ |  | kg/kg fuel |  |  |  |  | Btu/scf | MJ/Sm3 | lb/MMBtu | kg/MJ | kg/106 Sm3 | lb/MMBtu | kg/MJ | kg/106 Sm3
Reference Gas | [10 empty] | 44.8902 |  |  | 76019.58 |  |  |  |  | 16376.1 |  |  |  | 5343.78 |  |  |  | Average Natural Gas |  |  | 1020 | 37.9563 | 0.13333 | 5.7374e-05 | 2575.5436 | 0.033333 | 1.4344e-05 | 643.8859
Diesel |  |  | 305.241 |  |  | 832.5 |  | 42.59 |  |  | 45.61 |  |  | 77238.5409 |  | 9.2779e-05 |  |  | 16638.6879 |  | 1.9986e-05 |  | 5429.4666 |  | 6.5219e-06 |  | EPA Std Temp = | 60 | °F |  |  | PM |  |  | CH4
[27 empty] | = | 15.5556 | °C |  |  | lb/MMBtu | kg/MJ | kg/106 Sm3 | lb/MMBtu | kg/MJ | kg/106 Sm3
Emissions Factors: |  |  | CH4 |  |  | CH4 |  | SO2 |  |  | SO2 |  |  | VOC |  | VOC |  |  | N2O |  | N2O |  | EFs from EPA-42 Table 3.3-1 |  |  |  | Proj Std Temp. = | 15.6 | °C |  |  | 0.046667 | 2.0081e-05 | 901.4403 | 0.37446 | 0.00016113 | 7233.2855
|  |  | kg/106 Sm³ |  |  | kg/kg fuel |  | kg/106 Sm³ |  |  | kg/kg fuel |  |  | kg/106 Sm³ |  | kg/kg fuel |  |  | kg/106 Sm³ |  | kg/kg fuel | [10 empty] | VOC
Reference Gas | [7 empty] | 4999.02 | [23 empty] | lb/MMBtu | kg/MJ | kg/106 Sm3
Diesel | [7 empty] | 5079.1784 |  |  | 6.1011e-06 | [20 empty] | 0.0069333 | 2.9835e-06 | 133.9283
[32 empty] | SO2 |  |  | N2O
Furnace Duty: | [13 empty] | Fuel Consumption: | [17 empty] | lb/MMBtu | kg/MJ | kg/106 Sm3 | lb/MMBtu | kg/MJ | kg/106 Sm3
Duty Requirement |  |  |  | MW |  |  | Furnace Efficiency | [5 empty] | % | Diesel |  |  | 58.275 |  |  | kg/h | 0.19091 | kmol/h |  | 0.68943 |  | MW | 0 |  |  |  |  | 0.01 | 4.3031e-06 | 193.1658 | 0.0035333 | 1.5204e-06 | 68.2519
Fired Duty |  |  |  | MW | [22 empty] | 0
|  | Diesel | [14 empty] | 0.68943 | MW
Compositions |  |  |  |  | Air |  |  | Total Feed |  | Combustion Products | [6 empty] | 144 | hrs pa
[5 empty] | Comb |  | XS | [9 empty] | 99.2773 | MWhr pa | [8 empty] | REACTANT | [5 empty] | REQ. COMBUSTION AIR |  | PRODUCTS
Component |  | Mol Frac | kmol/h |  | kmol/h |  | kmol/h | kg/h |  | Mol Frac |  | kmol/h |  | kg/h |  |  | 357.3982 | GJ pa | [8 empty] | C | H | O | N | S | MW | O2 | N2 | CO2 | H2O | N2 | SO2
H2 |  | 0 | 0 |  |  |  |  | 0 |  | 0 |  | 0 |  | 0 | [13 empty] | 2 |  |  |  | 2.016 | 0.5 | 1.881 | 0 | 1 | 1.881 | 0 |  | Nitrogen | 1.4415e-10
CH4 |  | 3.7673e-06 | 7.1923e-07 |  |  |  |  | 1.1538e-05 |  | 0 |  | 0 |  | 0 | Duration for GPP pre-com Onshore over 15 days temp spread based on offshore construction vessel diesel driven units. Assumption based on engagement with pre-com contractor lt/hr is based on diesel consumption. Total activity basis is 15 days. Assumed 12 hour day. Filling - 6 days, Power Generator x 1 @ 25lt/hr, Service Air Compressor x 1 @ 45lt/hr = 70 l/h = 58.275 kg/h | [11 empty] | 1 | 4 |  |  |  | 16.042 | 2 | 7.5238 | 1 | 2 | 7.5238 | 0 |  | CO2 | 1.0484e-06
C2H4 |  | 0 | 0 |  |  |  |  | 0 |  | 0 |  | 0 |  | 0 | [12 empty] | 2 | 4 |  |  |  | 28.052 | 3 | 11.2857 | 2 | 2 | 11.2857 | 0 |  | Methane | 3.7673e-06
C2H6 |  | 0.00023202 | 4.4296e-05 |  |  |  |  | 0.0013319 |  | 0 |  | 0 |  | 0 | [12 empty] | 2 | 6 |  |  |  | 30.068 | 3.5 | 13.1667 | 2 | 3 | 13.1667 | 0 |  | Ethane | 0.00023202
C3H6 |  | 0 | 0 |  |  |  |  | 0 |  | 0 |  | 0 |  | 0 | [12 empty] | 3 | 6 |  |  |  | 42.078 | 4.5 | 16.9286 | 3 | 3 | 16.9286 | 0 |  | Propane | 0.004114
C3H8 |  | 0.004114 | 0.00078543 |  |  |  |  | 0.034633 |  | 0 |  | 0 |  | 0 | [12 empty] | 3 | 8 |  |  |  | 44.094 | 5 | 18.8095 | 3 | 4 | 18.8095 | 0 |  | i-Butane | 0.0042988
iC4H8 |  | 0 | 0 |  |  |  |  | 0 |  | 0 |  | 0 |  | 0 | [12 empty] | 4 | 8 |  |  |  | 56.104 | 6 | 22.5714 | 4 | 4 | 22.5714 | 0 |  | n-Butane | 0.013311
iC4H10 |  | 0.0042988 | 0.0008207 |  |  |  |  | 0.047699 |  | 0 |  | 0 |  | 0 | [12 empty] | 4 | 10 |  |  |  | 58.12 | 6.5 | 24.4524 | 4 | 5 | 24.4524 | 0 |  | i-Pentane | 0.014451
nC4H10 |  | 0.013311 | 0.0025413 |  |  |  |  | 0.1477 |  | 0 |  | 0 |  | 0 | [12 empty] | 4 | 10 |  |  |  | 58.12 | 6.5 | 24.4524 | 4 | 5 | 24.4524 | 0 |  | 22-Mpropane | 6.3635e-05
iC5H12 |  | 0.014451 | 0.0027588 |  |  |  |  | 0.19904 |  | 0 |  | 0 |  | 0 | [12 empty] | 5 | 12 |  |  |  | 72.146 | 8 | 30.0952 | 5 | 6 | 30.0952 | 0 |  | n-Pentane | 0.018658
nC5H12 |  | 0.018658 | 0.0035621 |  |  |  |  | 0.25699 |  | 0 |  | 0 |  | 0 | [12 empty] | 5 | 12 |  |  |  | 72.146 | 8 | 30.0952 | 5 | 6 | 30.0952 | 0 |  | Benzene | 0.002327
nC22* |  | 0.94337 | 0.1801 |  |  |  |  | 57.58 |  | 0 |  | 0 |  | 0 | [12 empty] | 22.65 | 47.3 |  |  |  | 319.7049 | 34.475 | 129.6917 | 22.65 | 23.65 | 129.6917 | 0 |  | Toluene | 0.0042009
He |  | 0 | 0 |  |  |  |  | 0 |  | 0 |  | 0 |  | 0 | [17 empty] | 4.003 | [7 empty] | E-Benzene | 0.00092197
H2S |  | 0 | 0 |  |  |  |  | 0 |  | 0 |  | 0 |  | 0 | [13 empty] | 2 |  |  | 1 | 34.016 | 1.5 | 5.6429 | 0 | 1 | 5.6429 | 1 |  | m-Xylene | 0.0051351
O2 |  | 0 | 0 |  | 6.2856 |  | 0.94284 | 231.3092 |  | 0.026678 |  | 0.94284 |  | 30.1708 | [14 empty] | 2 |  |  | 32 | 0 | 0 | 0 | 0 | 0 | 0 |  | o-Xylene | 0.002295
N2 |  | 1.4415e-10 | 2.7521e-11 |  | 23.6457 |  | 2.3083 | 726.7137 |  | 0.73438 |  | 25.9539 |  | 726.7104 | [15 empty] | 2 |  | 28 | 0 | 0 | 0 | 0 | 1 | 0 |  | C6* | 0.012247
CO |  | 0 | 0 |  |  |  |  | 0 |  | 1.1766e-06 |  | 4.1582e-05 |  | 0.0011647 | [12 empty] | 1 |  | 1 |  |  | 28.01 | [7 empty] | C7-10* | 0.05923
CO2 |  | 1.0484e-06 | 2.0015e-07 |  |  |  |  | 8.8084e-06 |  | 0.11677 |  | 4.1268 |  | 181.6206 | [12 empty] | 1 |  | 2 |  |  | 44.01 | [7 empty] | C11-15* | 0.048153
NO2 |  | 0 | 0 |  |  |  |  | 0 |  | 3.3257e-06 |  | 0.00011754 |  | 0.0054067 | [14 empty] | 2 | 1 |  | 46 | [7 empty] | C16-20* | 0.034142
N2O |  | 0 | [26 empty] | 1 | 2 |  | 44 | [7 empty] | C21-25* | 0.025927
SO2 |  | 0 | 0 |  |  |  |  | 0 |  | 1.5719e-07 |  | 5.5554e-06 |  | 0.00035554 | [14 empty] | 2 |  | 1 | 64 | [7 empty] | C26-29* | 0.015381
H2O |  | 0.0014952 | 0.00028546 |  |  |  |  | 0.0051428 |  | 0.12217 |  | 4.3177 |  | 77.7885 | [13 empty] | 2 | 1 |  |  | 18.016 | [7 empty] | C30-35* | 0.016044
Total |  | 0.99994 | 0.1909 |  | 29.9313 |  | 3.2512 | 1016.2954 |  | 1 |  | 35.3415 |  | 1016.2972 | [25 empty] | C36+* | 0.040186
Emissions rates | [6 empty] | g/s | [32 empty] | C6_1* | 0.020505
NOx Emission rate estimate as: | [6 empty] | 0.0015019 | 0.0054067 |  | kg/h |  | 0.00038928 |  | tpa | [25 empty] | C7-10_1* | 0.12183
CO Emission rate estimate as: | [6 empty] | 0.00032353 | 0.0011647 |  | kg/h |  | 8.3859e-05 |  | tpa
PM Emission rate estimated as: | [6 empty] | 0.00010557 | 0.00038006 |  | kg/h |  | 2.7365e-05 |  | tpa
CH4 Emissions estimate rate: | [6 empty] | 0 | 0 |  | kg/h |  | 0 |  | tpa
VOC Emission rate estimated as: | [6 empty] | 0 | 0 |  | kg/h |  | 0 |  | tpa | [25 empty] | C11-15_1* | 0.1078
SO2 Emissions estimate rate: | [6 empty] | 9.8762e-05 | 0.00035554 |  | kg/h |  | 2.5599e-05 |  | tpa
N2O Emission rate estimated as: | [6 empty] | 0 | 0 |  | kg/h |  | 0 |  | tpa
CO2 Emission rate estimated as: | [6 empty] | 49.005 |  | 176.418 | kg/h |  | 12.7021 |  | tpa
Notes: | [39 empty] | C16-20_1* | 0.075641
1. | Emission factors have been taken from Section 1.3 in EPA AP42 based on No 4 oil [Ref 3]. | [38 empty] | C21-25_1* | 0.061705
2. | Average diesel density taken from [Ref 7] where minimum is 820 and maximum is 845. Average taken as 832.5 kg/m3. LHV = 11.83 KWh/kg and HHV = 12.67 KWh/kg. | [38 empty] | C26-29_1* | 0.04073
3. | Diesel fuel consumption rate taken from [Ref 2]. | [38 empty] | C30-35_1* | 0.043895
[40 empty] | C36+_1* | 0.09828
[40 empty] | C6_2* | 0.0046103
[40 empty] | C7-10_2* | 0.024351
[40 empty] | C11-15_2* | 0.022612
[40 empty] | C16-20_2* | 0.016632
[40 empty] | C21-25_3* | 0.012041
[40 empty] | C26-29_2* | 0.0066817
[40 empty] | C30-35_2* | 0.0065662
[40 empty] | C36+_2* | 0.013299
[40 empty] | H2O | 0.0014952

## Precom H O
CALCULATION SHEET
Crude Emission factors
[36 empty] | lb/ 1000gal | HHV | 150 | MMBTU/1000gal
[30 empty] | From | To | Multiply by |  |  | Nox | 20 |  | 0.13333 | lb/MMBTU
Customer |  |  | OMVP | [14 empty] | Proj No |  |  | PRJ-001030 | [8 empty] | lb/MMBtu | lb/106 scf | 1020 |  |  | CO | 5 |  | 0.033333
Project Title |  |  | OMV Neptun BAT Study & ESIA | [14 empty] | Calc No | [11 empty] | lb | kg | 0.454 |  |  | PM | 7 |  | 0.046667
Calculation Title |  |  | Emissions Inventory | [14 empty] | Phase/CTR |  |  | Construction | [8 empty] | scf | Sm3 | 0.028373 |  |  | SO2 | 1.5 |  | 0.01
Elec File Location | [29 empty] | lb/106 scf | kg/106 Sm3 | 16.9126 |  |  | VOC | 1.04 |  | 0.0069333
[30 empty] | MJ | Btu | 947 |  |  | N2O | 0.53 |  | 0.0035333
Project File Location | [17 empty] | Page
Onshore Pre-Com Spread for GPP - Hydrotest
[30 empty] | No.6 | 150 | MMBTU/1000 gallons |  | 5.7378e-17
EQUIPMENT: |  |  | Diesel Engine | [27 empty] | 41792.8579
Emissions Factors: |  |  | MW |  |  | Density |  | LHV |  |  | HHV |  |  | NOx |  | NOx |  |  | CO |  | CO |  | PM |  | PM |  |  |  |  | HHV |  | NOx |  |  | CO
|  |  | g/mol |  |  | kg/Sm³ |  | MJ/kg |  |  | MJ/Sm³ |  |  | kg/106 Sm³ |  | kg/kg fuel |  |  | kg/106 Sm³ |  | kg/kg fuel |  | kg/106 Sm³ |  | kg/kg fuel |  |  |  |  | Btu/scf | MJ/Sm3 | lb/MMBtu | kg/MJ | kg/106 Sm3 | lb/MMBtu | kg/MJ | kg/106 Sm3
Reference Gas | [10 empty] | 44.8902 |  |  | 76019.58 |  |  |  |  | 16376.1 |  |  |  | 5343.78 |  |  |  | Average Natural Gas |  |  | 1020 | 37.9563 | 0.13333 | 5.7374e-05 | 2575.5436 | 0.033333 | 1.4344e-05 | 643.8859
Diesel |  |  | 305.241 |  |  | 832.5 |  | 42.59 |  |  | 45.61 |  |  | 77238.5409 |  | 9.2779e-05 |  |  | 16638.6879 |  | 1.9986e-05 |  | 5429.4666 |  | 6.5219e-06 |  | EPA Std Temp = | 60 | °F |  |  | PM |  |  | CH4
[27 empty] | = | 15.5556 | °C |  |  | lb/MMBtu | kg/MJ | kg/106 Sm3 | lb/MMBtu | kg/MJ | kg/106 Sm3
Emissions Factors: |  |  | CH4 |  |  | CH4 |  | SO2 |  |  | SO2 |  |  | VOC |  | VOC |  |  | N2O |  | N2O |  | EFs from EPA-42 Table 3.3-1 |  |  |  | Proj Std Temp. = | 15.6 | °C |  |  | 0.046667 | 2.0081e-05 | 901.4403 | 0.37446 | 0.00016113 | 7233.2855
|  |  | kg/106 Sm³ |  |  | kg/kg fuel |  | kg/106 Sm³ |  |  | kg/kg fuel |  |  | kg/106 Sm³ |  | kg/kg fuel |  |  | kg/106 Sm³ |  | kg/kg fuel | [10 empty] | VOC
Reference Gas | [7 empty] | 4999.02 | [23 empty] | lb/MMBtu | kg/MJ | kg/106 Sm3
Diesel | [7 empty] | 5079.1784 |  |  | 6.1011e-06 | [20 empty] | 0.0069333 | 2.9835e-06 | 133.9283
[32 empty] | SO2 |  |  | N2O
Furnace Duty: | [13 empty] | Fuel Consumption: | [17 empty] | lb/MMBtu | kg/MJ | kg/106 Sm3 | lb/MMBtu | kg/MJ | kg/106 Sm3
Duty Requirement |  |  |  | MW |  |  | Furnace Efficiency | [5 empty] | % | Diesel |  |  | 524.475 |  |  | kg/h | 1.7182 | kmol/h |  | 6.2048 |  | MW | 0 |  |  |  |  | 0.01 | 4.3031e-06 | 193.1658 | 0.0035333 | 1.5204e-06 | 68.2519
Fired Duty |  |  |  | MW | [22 empty] | 0
|  | Diesel | [14 empty] | 6.2048 | MW
Compositions |  |  |  |  | Air |  |  | Total Feed |  | Combustion Products | [6 empty] | 60 | hrs pa
[5 empty] | Comb |  | XS | [9 empty] | 372.2898 | MWhr pa | [8 empty] | REACTANT | [5 empty] | REQ. COMBUSTION AIR |  | PRODUCTS
Component |  | Mol Frac | kmol/h |  | kmol/h |  | kmol/h | kg/h |  | Mol Frac |  | kmol/h |  | kg/h |  |  | 1340.2434 | GJ pa | [8 empty] | C | H | O | N | S | MW | O2 | N2 | CO2 | H2O | N2 | SO2
H2 |  | 0 | 0 |  |  |  |  | 0 |  | 0 |  | 0 |  | 0 | [13 empty] | 2 |  |  |  | 2.016 | 0.5 | 1.881 | 0 | 1 | 1.881 | 0 |  | Nitrogen | 1.4415e-10
CH4 |  | 3.7673e-06 | 6.473e-06 |  |  |  |  | 0.00010384 |  | 0 |  | 0 |  | 0 | Duration for GPP pre-com Onshore over 15 days temp spread based on offshore construction vessel diesel driven units. Assumption based on engagement with pre-com contractor lt/hr is based on diesel consumption. Total activity basis is 15 days. Assumed 12 hour day. Hydrotest - 5 days, Transfer Pump - x1 @ 80lt/hr, HP Pump - x4 @ 120lt/hr, Power Generator x 1 @ 25lt/hr, Service Air Compressor x 1 @ 45lt/hr = 630 l/h = 524.475 kg/h. | [11 empty] | 1 | 4 |  |  |  | 16.042 | 2 | 7.5238 | 1 | 2 | 7.5238 | 0 |  | CO2 | 1.0484e-06
C2H4 |  | 0 | 0 |  |  |  |  | 0 |  | 0 |  | 0 |  | 0 | [12 empty] | 2 | 4 |  |  |  | 28.052 | 3 | 11.2857 | 2 | 2 | 11.2857 | 0 |  | Methane | 3.7673e-06
C2H6 |  | 0.00023202 | 0.00039867 |  |  |  |  | 0.011987 |  | 0 |  | 0 |  | 0 | [12 empty] | 2 | 6 |  |  |  | 30.068 | 3.5 | 13.1667 | 2 | 3 | 13.1667 | 0 |  | Ethane | 0.00023202
C3H6 |  | 0 | 0 |  |  |  |  | 0 |  | 0 |  | 0 |  | 0 | [12 empty] | 3 | 6 |  |  |  | 42.078 | 4.5 | 16.9286 | 3 | 3 | 16.9286 | 0 |  | Propane | 0.004114
C3H8 |  | 0.004114 | 0.0070689 |  |  |  |  | 0.3117 |  | 0 |  | 0 |  | 0 | [12 empty] | 3 | 8 |  |  |  | 44.094 | 5 | 18.8095 | 3 | 4 | 18.8095 | 0 |  | i-Butane | 0.0042988
iC4H8 |  | 0 | 0 |  |  |  |  | 0 |  | 0 |  | 0 |  | 0 | [12 empty] | 4 | 8 |  |  |  | 56.104 | 6 | 22.5714 | 4 | 4 | 22.5714 | 0 |  | n-Butane | 0.013311
iC4H10 |  | 0.0042988 | 0.0073863 |  |  |  |  | 0.42929 |  | 0 |  | 0 |  | 0 | [12 empty] | 4 | 10 |  |  |  | 58.12 | 6.5 | 24.4524 | 4 | 5 | 24.4524 | 0 |  | i-Pentane | 0.014451
nC4H10 |  | 0.013311 | 0.022871 |  |  |  |  | 1.3293 |  | 0 |  | 0 |  | 0 | [12 empty] | 4 | 10 |  |  |  | 58.12 | 6.5 | 24.4524 | 4 | 5 | 24.4524 | 0 |  | 22-Mpropane | 6.3635e-05
iC5H12 |  | 0.014451 | 0.02483 |  |  |  |  | 1.7914 |  | 0 |  | 0 |  | 0 | [12 empty] | 5 | 12 |  |  |  | 72.146 | 8 | 30.0952 | 5 | 6 | 30.0952 | 0 |  | n-Pentane | 0.018658
nC5H12 |  | 0.018658 | 0.032059 |  |  |  |  | 2.3129 |  | 0 |  | 0 |  | 0 | [12 empty] | 5 | 12 |  |  |  | 72.146 | 8 | 30.0952 | 5 | 6 | 30.0952 | 0 |  | Benzene | 0.002327
nC22* |  | 0.94337 | 1.6209 |  |  |  |  | 518.22 |  | 0 |  | 0 |  | 0 | [12 empty] | 22.65 | 47.3 |  |  |  | 319.7049 | 34.475 | 129.6917 | 22.65 | 23.65 | 129.6917 | 0 |  | Toluene | 0.0042009
He |  | 0 | 0 |  |  |  |  | 0 |  | 0 |  | 0 |  | 0 | [17 empty] | 4.003 | [7 empty] | E-Benzene | 0.00092197
H2S |  | 0 | 0 |  |  |  |  | 0 |  | 0 |  | 0 |  | 0 | [13 empty] | 2 |  |  | 1 | 34.016 | 1.5 | 5.6429 | 0 | 1 | 5.6429 | 1 |  | m-Xylene | 0.0051351
O2 |  | 0 | 0 |  | 56.5702 |  | 8.4855 | 2081.7825 |  | 0.026678 |  | 8.4855 |  | 271.5369 | [14 empty] | 2 |  |  | 32 | 0 | 0 | 0 | 0 | 0 | 0 |  | o-Xylene | 0.002295
N2 |  | 1.4415e-10 | 2.4769e-10 |  | 212.8116 |  | 20.7749 | 6540.4229 |  | 0.73438 |  | 233.5855 |  | 6540.3933 | [15 empty] | 2 |  | 28 | 0 | 0 | 0 | 0 | 1 | 0 |  | C6* | 0.012247
CO |  | 0 | 0 |  |  |  |  | 0 |  | 1.1766e-06 |  | 0.00037424 |  | 0.010482 | [12 empty] | 1 |  | 1 |  |  | 28.01 | [7 empty] | C7-10* | 0.05923
CO2 |  | 1.0484e-06 | 1.8013e-06 |  |  |  |  | 7.9276e-05 |  | 0.11677 |  | 37.1412 |  | 1634.5855 | [12 empty] | 1 |  | 2 |  |  | 44.01 | [7 empty] | C11-15* | 0.048153
NO2 |  | 0 | 0 |  |  |  |  | 0 |  | 3.3257e-06 |  | 0.0010578 |  | 0.04866 | [14 empty] | 2 | 1 |  | 46 | [7 empty] | C16-20* | 0.034142
N2O |  | 0 | [26 empty] | 1 | 2 |  | 44 | [7 empty] | C21-25* | 0.025927
SO2 |  | 0 | 0 |  |  |  |  | 0 |  | 1.5719e-07 |  | 4.9998e-05 |  | 0.0031999 | [14 empty] | 2 |  | 1 | 64 | [7 empty] | C26-29* | 0.015381
H2O |  | 0.0014952 | 0.0025691 |  |  |  |  | 0.046285 |  | 0.12217 |  | 38.8597 |  | 700.0968 | [13 empty] | 2 | 1 |  |  | 18.016 | [7 empty] | C30-35* | 0.016044
Total |  | 0.99994 | 1.7181 |  | 269.3818 |  | 29.2604 | 9146.6584 |  | 1 |  | 318.0734 |  | 9146.6747 | [25 empty] | C36+* | 0.040186
Emissions rates | [6 empty] | g/s | [32 empty] | C6_1* | 0.020505
NOx Emission rate estimate as: | [6 empty] | 0.013517 | 0.04866 |  | kg/h |  | 0.0029196 |  | tpa | [25 empty] | C7-10_1* | 0.12183
CO Emission rate estimate as: | [6 empty] | 0.0029118 | 0.010482 |  | kg/h |  | 0.00062894 |  | tpa
PM Emission rate estimated as: | [6 empty] | 0.00095016 | 0.0034206 |  | kg/h |  | 0.00020523 |  | tpa
CH4 Emissions estimate rate: | [6 empty] | 0 | 0 |  | kg/h |  | 0 |  | tpa
VOC Emission rate estimated as: | [6 empty] | 0 | 0 |  | kg/h |  | 0 |  | tpa | [25 empty] | C11-15_1* | 0.1078
SO2 Emissions estimate rate: | [6 empty] | 0.00088886 | 0.0031999 |  | kg/h |  | 0.00019199 |  | tpa
N2O Emission rate estimated as: | [6 empty] | 0 | 0 |  | kg/h |  | 0 |  | tpa
CO2 Emission rate estimated as: | [6 empty] | 441.045 |  | 1587.762 | kg/h |  | 95.2657 |  | tpa
Notes: | [39 empty] | C16-20_1* | 0.075641
1. | Emission factors have been taken from Section 1.3 in EPA AP42 based on No 4 oil [Ref 3]. | [38 empty] | C21-25_1* | 0.061705
2. | Average diesel density taken from [Ref 7] where minimum is 820 and maximum is 845. Average taken as 832.5 kg/m3. LHV = 11.83 KWh/kg and HHV = 12.67 KWh/kg. | [38 empty] | C26-29_1* | 0.04073
3. | Diesel fuel consumption rate taken from [Ref 2]. | [38 empty] | C30-35_1* | 0.043895
[40 empty] | C36+_1* | 0.09828
[40 empty] | C6_2* | 0.0046103
[40 empty] | C7-10_2* | 0.024351
[40 empty] | C11-15_2* | 0.022612
[40 empty] | C16-20_2* | 0.016632
[40 empty] | C21-25_3* | 0.012041
[40 empty] | C26-29_2* | 0.0066817
[40 empty] | C30-35_2* | 0.0065662
[40 empty] | C36+_2* | 0.013299
[40 empty] | H2O | 0.0014952

## Precom D O
CALCULATION SHEET
Crude Emission factors
[36 empty] | lb/ 1000gal | HHV | 150 | MMBTU/1000gal
[30 empty] | From | To | Multiply by |  |  | Nox | 20 |  | 0.13333 | lb/MMBTU
Customer |  |  | OMVP | [14 empty] | Proj No |  |  | PRJ-001030 | [8 empty] | lb/MMBtu | lb/106 scf | 1020 |  |  | CO | 5 |  | 0.033333
Project Title |  |  | OMV Neptun BAT Study & ESIA | [14 empty] | Calc No | [11 empty] | lb | kg | 0.454 |  |  | PM | 7 |  | 0.046667
Calculation Title |  |  | Emissions Inventory | [14 empty] | Phase/CTR |  |  | Normal Operations | [8 empty] | scf | Sm3 | 0.028373 |  |  | SO2 | 1.5 |  | 0.01
Elec File Location | [29 empty] | lb/106 scf | kg/106 Sm3 | 16.9126 |  |  | VOC | 1.04 |  | 0.0069333
[30 empty] | MJ | Btu | 947 |  |  | N2O | 0.53 |  | 0.0035333
Project File Location | [17 empty] | Page
Onshore Pre-Com Spread for GPP - Dewatering and Packing
[30 empty] | No.6 | 150 | MMBTU/1000 gallons |  | 5.7378e-17
EQUIPMENT: |  |  | Diesel Engine | [27 empty] | 41792.8579
Emissions Factors: |  |  | MW |  |  | Density |  | LHV |  |  | HHV |  |  | NOx |  | NOx |  |  | CO |  | CO |  | PM |  | PM |  |  |  |  | HHV |  | NOx |  |  | CO
|  |  | g/mol |  |  | kg/Sm³ |  | MJ/kg |  |  | MJ/Sm³ |  |  | kg/106 Sm³ |  | kg/kg fuel |  |  | kg/106 Sm³ |  | kg/kg fuel |  | kg/106 Sm³ |  | kg/kg fuel |  |  |  |  | Btu/scf | MJ/Sm3 | lb/MMBtu | kg/MJ | kg/106 Sm3 | lb/MMBtu | kg/MJ | kg/106 Sm3
Reference Gas | [10 empty] | 44.8902 |  |  | 76019.58 |  |  |  |  | 16376.1 |  |  |  | 5343.78 |  |  |  | Average Natural Gas |  |  | 1020 | 37.9563 | 0.13333 | 5.7374e-05 | 2575.5436 | 0.033333 | 1.4344e-05 | 643.8859
Diesel |  |  | 305.241 |  |  | 832.5 |  | 42.59 |  |  | 45.61 |  |  | 77238.5409 |  | 9.2779e-05 |  |  | 16638.6879 |  | 1.9986e-05 |  | 5429.4666 |  | 6.5219e-06 |  | EPA Std Temp = | 60 | °F |  |  | PM |  |  | CH4
[27 empty] | = | 15.5556 | °C |  |  | lb/MMBtu | kg/MJ | kg/106 Sm3 | lb/MMBtu | kg/MJ | kg/106 Sm3
Emissions Factors: |  |  | CH4 |  |  | CH4 |  | SO2 |  |  | SO2 |  |  | VOC |  | VOC |  |  | N2O |  | N2O |  | EFs from EPA-42 Table 3.3-1 |  |  |  | Proj Std Temp. = | 15.6 | °C |  |  | 0.046667 | 2.0081e-05 | 901.4403 | 0.37446 | 0.00016113 | 7233.2855
|  |  | kg/106 Sm³ |  |  | kg/kg fuel |  | kg/106 Sm³ |  |  | kg/kg fuel |  |  | kg/106 Sm³ |  | kg/kg fuel |  |  | kg/106 Sm³ |  | kg/kg fuel | [10 empty] | VOC
Reference Gas | [7 empty] | 4999.02 | [23 empty] | lb/MMBtu | kg/MJ | kg/106 Sm3
Diesel | [7 empty] | 5079.1784 |  |  | 6.1011e-06 | [20 empty] | 0.0069333 | 2.9835e-06 | 133.9283
[32 empty] | SO2 |  |  | N2O
Furnace Duty: | [13 empty] | Fuel Consumption: | [17 empty] | lb/MMBtu | kg/MJ | kg/106 Sm3 | lb/MMBtu | kg/MJ | kg/106 Sm3
Duty Requirement |  |  |  | MW |  |  | Furnace Efficiency | [5 empty] | % | Diesel |  |  | 1725.7725 |  |  | kg/h | 5.6538 | kmol/h |  | 20.4168 |  | MW | 0 |  |  |  |  | 0.01 | 4.3031e-06 | 193.1658 | 0.0035333 | 1.5204e-06 | 68.2519
Fired Duty |  |  |  | MW | [22 empty] | 0
Fuel Gas: |  | Diesel | [14 empty] | 20.4168 | MW
Compositions |  |  |  |  | Air |  |  | Total Feed |  | Combustion Products | [6 empty] | 384 | hrs pa
[5 empty] | Comb |  | XS | [9 empty] | 7840.0694 | MWhr pa | [8 empty] | REACTANT | [5 empty] | REQ. COMBUSTION AIR |  | PRODUCTS
Component |  | Mol Frac | kmol/h |  | kmol/h |  | kmol/h | kg/h |  | Mol Frac |  | kmol/h |  | kg/h |  |  | 28224.2499 | GJ pa | [8 empty] | C | H | O | N | S | MW | O2 | N2 | CO2 | H2O | N2 | SO2
H2 |  | 0 | 0 |  |  |  |  | 0 |  | 0 |  | 0 |  | 0 | [13 empty] | 2 |  |  |  | 2.016 | 0.5 | 1.881 | 0 | 1 | 1.881 | 0 |  | Nitrogen | 1.4415e-10
CH4 |  | 3.7673e-06 | 2.1299e-05 |  |  |  |  | 0.00034168 |  | 0 |  | 0 |  | 0 | Duration for GPP pre-com Onshore over 15 days temp spread based on offshore construction vessel diesel driven units. Assumption based on engagement with pre-com contractor lt/hr is based on diesel consumption. Total activity basis is 15 days. Assumed 12 hour day. De-Watering and Packing - 32 days, Primary Compressor x 10 @ 140lt/hr, Generator for NPU x 5 @ 50lt/hr, Booster x 2 @ 155lt/hr Displacement Pump x 1 @ 100lt/hr, Power Generator x 1 @ 13lt/hr = 2073 l/h = 1725.7725 kg/h | [11 empty] | 1 | 4 |  |  |  | 16.042 | 2 | 7.5238 | 1 | 2 | 7.5238 | 0 |  | CO2 | 1.0484e-06
C2H4 |  | 0 | 0 |  |  |  |  | 0 |  | 0 |  | 0 |  | 0 | [12 empty] | 2 | 4 |  |  |  | 28.052 | 3 | 11.2857 | 2 | 2 | 11.2857 | 0 |  | Methane | 3.7673e-06
C2H6 |  | 0.00023202 | 0.0013118 |  |  |  |  | 0.039443 |  | 0 |  | 0 |  | 0 | [12 empty] | 2 | 6 |  |  |  | 30.068 | 3.5 | 13.1667 | 2 | 3 | 13.1667 | 0 |  | Ethane | 0.00023202
C3H6 |  | 0 | 0 |  |  |  |  | 0 |  | 0 |  | 0 |  | 0 | [12 empty] | 3 | 6 |  |  |  | 42.078 | 4.5 | 16.9286 | 3 | 3 | 16.9286 | 0 |  | Propane | 0.004114
C3H8 |  | 0.004114 | 0.02326 |  |  |  |  | 1.0256 |  | 0 |  | 0 |  | 0 | [12 empty] | 3 | 8 |  |  |  | 44.094 | 5 | 18.8095 | 3 | 4 | 18.8095 | 0 |  | i-Butane | 0.0042988
iC4H8 |  | 0 | 0 |  |  |  |  | 0 |  | 0 |  | 0 |  | 0 | [12 empty] | 4 | 8 |  |  |  | 56.104 | 6 | 22.5714 | 4 | 4 | 22.5714 | 0 |  | n-Butane | 0.013311
iC4H10 |  | 0.0042988 | 0.024304 |  |  |  |  | 1.4126 |  | 0 |  | 0 |  | 0 | [12 empty] | 4 | 10 |  |  |  | 58.12 | 6.5 | 24.4524 | 4 | 5 | 24.4524 | 0 |  | i-Pentane | 0.014451
nC4H10 |  | 0.013311 | 0.075258 |  |  |  |  | 4.374 |  | 0 |  | 0 |  | 0 | [12 empty] | 4 | 10 |  |  |  | 58.12 | 6.5 | 24.4524 | 4 | 5 | 24.4524 | 0 |  | 22-Mpropane | 6.3635e-05
iC5H12 |  | 0.014451 | 0.081701 |  |  |  |  | 5.8944 |  | 0 |  | 0 |  | 0 | [12 empty] | 5 | 12 |  |  |  | 72.146 | 8 | 30.0952 | 5 | 6 | 30.0952 | 0 |  | n-Pentane | 0.018658
nC5H12 |  | 0.018658 | 0.10549 |  |  |  |  | 7.6106 |  | 0 |  | 0 |  | 0 | [12 empty] | 5 | 12 |  |  |  | 72.146 | 8 | 30.0952 | 5 | 6 | 30.0952 | 0 |  | Benzene | 0.002327
nC22* |  | 0.94337 | 5.3336 |  |  |  |  | 1705.1907 |  | 0 |  | 0 |  | 0 | [12 empty] | 22.65 | 47.3 |  |  |  | 319.7049 | 34.475 | 129.6917 | 22.65 | 23.65 | 129.6917 | 0 |  | Toluene | 0.0042009
He |  | 0 | 0 |  |  |  |  | 0 |  | 0 |  | 0 |  | 0 | [17 empty] | 4.003 | [7 empty] | E-Benzene | 0.00092197
H2S |  | 0 | 0 |  |  |  |  | 0 |  | 0 |  | 0 |  | 0 | [13 empty] | 2 |  |  | 1 | 34.016 | 1.5 | 5.6429 | 0 | 1 | 5.6429 | 1 |  | m-Xylene | 0.0051351
O2 |  | 0 | 0 |  | 186.1428 |  | 27.9214 | 6850.0559 |  | 0.026678 |  | 27.9214 |  | 893.4856 | [14 empty] | 2 |  |  | 32 | 0 | 0 | 0 | 0 | 0 | 0 |  | o-Xylene | 0.002295
N2 |  | 1.4415e-10 | 8.1501e-10 |  | 700.2516 |  | 68.3593 | 21521.1058 |  | 0.73438 |  | 768.6074 |  | 21521.0083 | [15 empty] | 2 |  | 28 | 0 | 0 | 0 | 0 | 1 | 0 |  | C6* | 0.012247
CO |  | 0 | 0 |  |  |  |  | 0 |  | 1.1766e-06 |  | 0.0012314 |  | 0.034492 | [12 empty] | 1 |  | 1 |  |  | 28.01 | [7 empty] | C7-10* | 0.05923
CO2 |  | 1.0484e-06 | 5.9272e-06 |  |  |  |  | 0.00026085 |  | 0.11677 |  | 122.2123 |  | 5378.5646 | [12 empty] | 1 |  | 2 |  |  | 44.01 | [7 empty] | C11-15* | 0.048153
NO2 |  | 0 | 0 |  |  |  |  | 0 |  | 3.3257e-06 |  | 0.0034808 |  | 0.16012 | [14 empty] | 2 | 1 |  | 46 | [7 empty] | C16-20* | 0.034142
N2O |  | 0 | [26 empty] | 1 | 2 |  | 44 | [7 empty] | C21-25* | 0.025927
SO2 |  | 0 | 0 |  |  |  |  | 0 |  | 1.5719e-07 |  | 0.00016452 |  | 0.010529 | [14 empty] | 2 |  | 1 | 64 | [7 empty] | C26-29* | 0.015381
H2O |  | 0.0014952 | 0.0084536 |  |  |  |  | 0.1523 |  | 0.12217 |  | 127.867 |  | 2303.6517 | [13 empty] | 2 | 1 |  |  | 18.016 | [7 empty] | C30-35* | 0.016044
Total |  | 0.99994 | 5.6534 |  | 886.3944 |  | 96.2808 | 30096.8618 |  | 1 |  | 1046.6131 |  | 30096.9153 | [25 empty] | C36+* | 0.040186
Emissions rates | [6 empty] | g/s | [32 empty] | C6_1* | 0.020505
NOx Emission rate estimate as: | [6 empty] | 0.044477 | 0.16012 |  | kg/h |  | 0.061484 |  | tpa | [25 empty] | C7-10_1* | 0.12183
CO Emission rate estimate as: | [6 empty] | 0.0095811 | 0.034492 |  | kg/h |  | 0.013245 |  | tpa
PM Emission rate estimated as: | [6 empty] | 0.0031265 | 0.011255 |  | kg/h |  | 0.004322 |  | tpa
CH4 Emissions estimate rate: | [6 empty] | 0 | 0 |  | kg/h |  | 0 |  | tpa
VOC Emission rate estimated as: | [6 empty] | 0 | 0 |  | kg/h |  | 0 |  | tpa | [25 empty] | C11-15_1* | 0.1078
SO2 Emissions estimate rate: | [6 empty] | 0.0029248 | 0.010529 |  | kg/h |  | 0.0040432 |  | tpa
N2O Emission rate estimated as: | [6 empty] | 0 | 0 |  | kg/h |  | 0 |  | tpa
CO2 Emission rate estimated as: | [6 empty] | 1451.248 |  | 5224.493 | kg/h |  | 2006.2053 |  | tpa
Notes: | [39 empty] | C16-20_1* | 0.075641
1. | Emission factors have been taken from Section 1.3 in EPA AP42 based on No 4 oil [Ref 3]. | [38 empty] | C21-25_1* | 0.061705
2. | Average diesel density taken from [Ref 7] where minimum is 820 and maximum is 845. Average taken as 832.5 kg/m3. LHV = 11.83 KWh/kg and HHV = 12.67 KWh/kg. | [38 empty] | C26-29_1* | 0.04073
3. | Diesel fuel consumption rate taken from [Ref 2]. | [38 empty] | C30-35_1* | 0.043895
[40 empty] | C36+_1* | 0.09828
[40 empty] | C6_2* | 0.0046103
[40 empty] | C7-10_2* | 0.024351
[40 empty] | C11-15_2* | 0.022612
[40 empty] | C16-20_2* | 0.016632
[40 empty] | C21-25_3* | 0.012041
[40 empty] | C26-29_2* | 0.0066817
[40 empty] | C30-35_2* | 0.0065662
[40 empty] | C36+_2* | 0.013299
[40 empty] | H2O | 0.0014952

## OPE
CALCULATION SHEET
Crude Emission factors
[35 empty] | lb/ 1000gal | HHV | 150 | MMBTU/1000gal
[29 empty] | From | To | Multiply by |  |  | Nox | 20 |  | 0.13333 | lb/MMBTU
Customer |  |  | OMVP | [13 empty] | Proj No |  |  | PRJ-001030 | [8 empty] | lb/MMBtu | lb/106 scf | 1020 |  |  | CO | 5 |  | 0.033333
Project Title |  |  | OMV Neptun BAT Study & ESIA | [13 empty] | Calc No | [11 empty] | lb | kg | 0.454 |  |  | PM | 7 |  | 0.046667
Calculation Title |  |  | Emissions Inventory | [13 empty] | Phase/CTR |  |  | Construction | [8 empty] | scf | Sm3 | 0.028373 |  |  | SO2 | 1.5 |  | 0.01
Elec File Location | [28 empty] | lb/106 scf | kg/106 Sm3 | 16.9126 |  |  | VOC | 1.04 |  | 0.0069333
[29 empty] | MJ | Btu | 947 |  |  | N2O | 0.53 |  | 0.0035333
Project File Location | [16 empty] | Page
Misc Offshore Plant and Equipment
[29 empty] | No.6 | 150 | MMBTU/1000 gallons |  | 5.7378e-17
EQUIPMENT: |  |  | Diesel Engine | [26 empty] | 41792.8579
Emissions Factors: |  |  | MW |  |  | Density |  | LHV |  |  | HHV |  |  | NOx | NOx |  |  | CO |  | CO |  | PM |  | PM |  |  |  |  | HHV |  | NOx |  |  | CO
|  |  | g/mol |  |  | kg/Sm³ |  | MJ/kg |  |  | MJ/Sm³ |  |  | kg/106 Sm³ | kg/kg fuel |  |  | kg/106 Sm³ |  | kg/kg fuel |  | kg/106 Sm³ |  | kg/kg fuel |  |  |  |  | Btu/scf | MJ/Sm3 | lb/MMBtu | kg/MJ | kg/106 Sm3 | lb/MMBtu | kg/MJ | kg/106 Sm3
Reference Gas | [10 empty] | 44.8902 |  |  | 76019.58 |  |  |  | 16376.1 |  |  |  | 5343.78 |  |  |  | Average Natural Gas |  |  | 1020 | 37.9563 | 0.13333 | 5.7374e-05 | 2575.5436 | 0.033333 | 1.4344e-05 | 643.8859
Diesel |  |  | 305.241 |  |  | 832.5 |  | 42.59 |  |  | 45.61 |  |  | 77238.5409 | 9.2779e-05 |  |  | 16638.6879 |  | 1.9986e-05 |  | 5429.4666 |  | 6.5219e-06 |  | EPA Std Temp = | 60 | °F |  |  | PM |  |  | CH4
[26 empty] | = | 15.5556 | °C |  |  | lb/MMBtu | kg/MJ | kg/106 Sm3 | lb/MMBtu | kg/MJ | kg/106 Sm3
Emissions Factors: |  |  | CH4 |  |  | CH4 |  | SO2 |  |  | SO2 |  |  | VOC | VOC |  |  | N2O |  | N2O |  | EFs from EPA-42 Table 3.3-1 |  |  |  | Project Std. Temp. = | 15.6 | °C |  |  | 0.046667 | 2.0081e-05 | 901.4403 | 0.37446 | 0.00016113 | 7233.2855
|  |  | kg/106 Sm³ |  |  | kg/kg fuel |  | kg/106 Sm³ |  |  | kg/kg fuel |  |  | kg/106 Sm³ | kg/kg fuel |  |  | kg/106 Sm³ |  | kg/kg fuel | [10 empty] | VOC
Reference Gas | [7 empty] | 4999.02 | [22 empty] | lb/MMBtu | kg/MJ | kg/106 Sm3
Diesel | [7 empty] | 5079.1784 |  |  | 6.1011e-06 | [19 empty] | 0.0069333 | 2.9835e-06 | 133.9283
[31 empty] | SO2 |  |  | N2O
Furnace Duty: | [13 empty] | Fuel Consumption: | [16 empty] | lb/MMBtu | kg/MJ | kg/106 Sm3 | lb/MMBtu | kg/MJ | kg/106 Sm3
Duty Requirement |  |  |  | MW |  |  | Furnace Efficiency | [5 empty] | % | Diesel |  | 6993 |  |  | kg/h | 22.9098 | kmol/h |  | 82.7311 |  | MW | 0 |  |  |  |  | 0.01 | 4.3031e-06 | 193.1658 | 0.0035333 | 1.5204e-06 | 68.2519
Fired Duty |  |  |  | MW | [21 empty] | 0
|  | Diesel | [13 empty] | 82.7311 | MW
Compositions |  |  |  |  | Air |  |  | Total Feed |  | Combustion Products | [5 empty] | 2160 | hrs pa
[5 empty] | Comb |  | XS | [8 empty] | 178699.122 | MWhr pa | [8 empty] | REACTANT | [5 empty] | REQ. COMBUSTION AIR |  | PRODUCTS
Component |  | Mol Frac | kmol/h |  | kmol/h |  | kmol/h | kg/h |  | Mol Frac |  | kmol/h |  | kg/h |  | 643316.8392 | GJ pa | [8 empty] | C | H | O | N | S | MW | O2 | N2 | CO2 | H2O | N2 | SO2
H2 |  | 0 | 0 |  |  |  |  | 0 |  | 0 |  | 0 |  | 0 | [12 empty] | 2 |  |  |  | 2.016 | 0.5 | 1.881 | 0 | 1 | 1.881 | 0 |  | Nitrogen | 1.4415e-10
CH4 |  | 3.7673e-06 | 8.6307e-05 |  |  |  |  | 0.0013845 |  | 0 |  | 0 |  | 0 |  |  | Assume 24 hrs per day 2 number forklifts and 1 off crawler crane Assumes 3L per hour forklift Assumes 8l per hour crawler crane Assume 350 ltrs per day = 8400 l/hr = 6993 kg/h | [8 empty] | 1 | 4 |  |  |  | 16.042 | 2 | 7.5238 | 1 | 2 | 7.5238 | 0 |  | CO2 | 1.0484e-06
C2H4 |  | 0 | 0 |  |  |  |  | 0 |  | 0 |  | 0 |  | 0 | [11 empty] | 2 | 4 |  |  |  | 28.052 | 3 | 11.2857 | 2 | 2 | 11.2857 | 0 |  | Methane | 3.7673e-06
C2H6 |  | 0.00023202 | 0.0053156 |  |  |  |  | 0.15983 |  | 0 |  | 0 |  | 0 | [11 empty] | 2 | 6 |  |  |  | 30.068 | 3.5 | 13.1667 | 2 | 3 | 13.1667 | 0 |  | Ethane | 0.00023202
C3H6 |  | 0 | 0 |  |  |  |  | 0 |  | 0 |  | 0 |  | 0 | [11 empty] | 3 | 6 |  |  |  | 42.078 | 4.5 | 16.9286 | 3 | 3 | 16.9286 | 0 |  | Propane | 0.004114
C3H8 |  | 0.004114 | 0.094252 |  |  |  |  | 4.1559 |  | 0 |  | 0 |  | 0 | [11 empty] | 3 | 8 |  |  |  | 44.094 | 5 | 18.8095 | 3 | 4 | 18.8095 | 0 |  | i-Butane | 0.0042988
iC4H8 |  | 0 | 0 |  |  |  |  | 0 |  | 0 |  | 0 |  | 0 | [11 empty] | 4 | 8 |  |  |  | 56.104 | 6 | 22.5714 | 4 | 4 | 22.5714 | 0 |  | n-Butane | 0.013311
iC4H10 |  | 0.0042988 | 0.098483 |  |  |  |  | 5.7239 |  | 0 |  | 0 |  | 0 | [11 empty] | 4 | 10 |  |  |  | 58.12 | 6.5 | 24.4524 | 4 | 5 | 24.4524 | 0 |  | i-Pentane | 0.014451
nC4H10 |  | 0.013311 | 0.30495 |  |  |  |  | 17.7238 |  | 0 |  | 0 |  | 0 | [11 empty] | 4 | 10 |  |  |  | 58.12 | 6.5 | 24.4524 | 4 | 5 | 24.4524 | 0 |  | 22-Mpropane | 6.3635e-05
iC5H12 |  | 0.014451 | 0.33106 |  |  |  |  | 23.8847 |  | 0 |  | 0 |  | 0 | [11 empty] | 5 | 12 |  |  |  | 72.146 | 8 | 30.0952 | 5 | 6 | 30.0952 | 0 |  | n-Pentane | 0.018658
nC5H12 |  | 0.018658 | 0.42745 |  |  |  |  | 30.8387 |  | 0 |  | 0 |  | 0 | [11 empty] | 5 | 12 |  |  |  | 72.146 | 8 | 30.0952 | 5 | 6 | 30.0952 | 0 |  | Benzene | 0.002327
nC22* |  | 0.94337 | 21.6124 |  |  |  |  | 6909.6005 |  | 0 |  | 0 |  | 0 | [11 empty] | 22.65 | 47.3 |  |  |  | 319.7049 | 34.475 | 129.6917 | 22.65 | 23.65 | 129.6917 | 0 |  | Toluene | 0.0042009
He |  | 0 | 0 |  |  |  |  | 0 |  | 0 |  | 0 |  | 0 | [16 empty] | 4.003 | [7 empty] | E-Benzene | 0.00092197
H2S |  | 0 | 0 |  |  |  |  | 0 |  | 0 |  | 0 |  | 0 | [12 empty] | 2 |  |  | 1 | 34.016 | 1.5 | 5.6429 | 0 | 1 | 5.6429 | 1 |  | m-Xylene | 0.0051351
O2 |  | 0 | 0 |  | 754.269 |  | 113.1404 | 27757.1006 |  | 0.026678 |  | 113.1404 |  | 3620.4914 | [13 empty] | 2 |  |  | 32 | 0 | 0 | 0 | 0 | 0 | 0 |  | o-Xylene | 0.002295
N2 |  | 1.4415e-10 | 3.3025e-09 |  | 2837.4883 |  | 276.9988 | 87205.6385 |  | 0.73438 |  | 3114.473 |  | 87205.2436 | [14 empty] | 2 |  | 28 | 0 | 0 | 0 | 0 | 1 | 0 |  | C6* | 0.012247
CO |  | 0 | 0 |  |  |  |  | 0 |  | 1.1766e-06 |  | 0.0049898 |  | 0.13976 | [11 empty] | 1 |  | 1 |  |  | 28.01 | [7 empty] | C7-10* | 0.05923
CO2 |  | 1.0484e-06 | 2.4017e-05 |  |  |  |  | 0.001057 |  | 0.11677 |  | 495.2164 |  | 21794.473 | [11 empty] | 1 |  | 2 |  |  | 44.01 | [7 empty] | C11-15* | 0.048153
NO2 |  | 0 | 0 |  |  |  |  | 0 |  | 3.3257e-06 |  | 0.014104 |  | 0.6488 | [13 empty] | 2 | 1 |  | 46 | [7 empty] | C16-20* | 0.034142
N2O |  | 0 | [25 empty] | 1 | 2 |  | 44 | [7 empty] | C21-25* | 0.025927
SO2 |  | 0 | 0 |  |  |  |  | 0 |  | 1.5719e-07 |  | 0.00066664 |  | 0.042665 | [13 empty] | 2 |  | 1 | 64 | [7 empty] | C26-29* | 0.015381
H2O |  | 0.0014952 | 0.034255 |  |  |  |  | 0.61713 |  | 0.12217 |  | 518.1296 |  | 9334.6235 | [12 empty] | 2 | 1 |  |  | 18.016 | [7 empty] | C30-35* | 0.016044
Total |  | 0.99994 | 22.9083 |  | 3591.7573 |  | 390.1392 | 121955.446 |  | 1 |  | 4240.9791 |  | 121955.6627 | [24 empty] | C36+* | 0.040186
Emissions rates | [6 empty] | g/s | [31 empty] | C6_1* | 0.020505
NOx Emission rate estimate as: | [6 empty] | 0.18022 | 0.6488 |  | kg/h |  | 1.4014 |  | tpa | [24 empty] | C7-10_1* | 0.12183
CO Emission rate estimate as: | [6 empty] | 0.038824 | 0.13976 |  | kg/h |  | 0.30189 |  | tpa
PM Emission rate estimated as: | [6 empty] | 0.012669 | 0.045608 |  | kg/h |  | 0.098512 |  | tpa
CH4 Emissions estimate rate: | [6 empty] | 0 | 0 |  | kg/h |  | 0 |  | tpa
VOC Emission rate estimated as: | [6 empty] | 0 | 0 |  | kg/h |  | 0 |  | tpa | [24 empty] | C11-15_1* | 0.1078
SO2 Emissions estimate rate: | [6 empty] | 0.011851 | 0.042665 |  | kg/h |  | 0.092157 |  | tpa
N2O Emission rate estimated as: | [6 empty] | 0 | 0 |  | kg/h |  | 0 |  | tpa
CO2 Emission rate estimated as: | [6 empty] | 5880.5999 |  | 21170.1596 | kg/h |  | 45727.5447 |  | tpa
Notes: | [38 empty] | C16-20_1* | 0.075641
1. | Emission factors have been taken from Section 1.3 in EPA AP42 based on No 4 oil [Ref 3]. | [37 empty] | C21-25_1* | 0.061705
2. | Diesel composition taken as typical for no. 4 grade. | [37 empty] | C26-29_1* | 0.04073
3. | Diesel fuel consumption rate taken from [Ref 2]. | [37 empty] | C30-35_1* | 0.043895
4. | Average diesel density taken from [Ref 7] where minimum is 820 and maximum is 845. Average taken as 832.5 kg/m3. LHV = 11.83 KWh/kg and HHV = 12.67 KWh/kg. | [37 empty] | C36+_1* | 0.09828
[39 empty] | C6_2* | 0.0046103
[39 empty] | C7-10_2* | 0.024351
[39 empty] | C11-15_2* | 0.022612
[39 empty] | C16-20_2* | 0.016632
[39 empty] | C21-25_3* | 0.012041
[39 empty] | C26-29_2* | 0.0066817
[39 empty] | C30-35_2* | 0.0065662
[39 empty] | C36+_2* | 0.013299
[39 empty] | H2O | 0.0014952

## V SUG
CALCULATION SHEET
[16 empty] | From | To | Multiply by
Customer |  |  | OMVP | [5 empty] | Proj No |  |  | PRJ-001030 |  |  |  | lb/MMBtu | lb/106 scf | 1020
Project Title |  |  | OMV Neptun BAT Study & ESIA | [5 empty] | Calc No | [6 empty] | lb | kg | 0.454
Calculation Title |  |  | Emissions Inventory | [5 empty] | Phase/CTR |  |  | Normal Operations |  |  |  | scf | Sm3 | 0.028373
Elec File Location | [15 empty] | lb/106 scf | kg/106 Sm3 | #REF!
[16 empty] | MJ | Btu | 947
Project File Location | [8 empty] | Page | [6 empty] | L | Sm3 | 0.001
Venting - Start Up Gas - Pre Flare Ignition (Venting) | [15 empty] | MMBTU | MJ | 1055.9662
#REF!
Fuel Gas: |  | Fugitive Emissions
Compositions |  | Mole Fraction |  | Mass Fraction |  | Compositional Vent Products
[13 empty] | Reactant | [5 empty] | Combustion Air |  | Products
Component |  | gmol | MW | kg/kg |  | kg/h | tpa | [5 empty] | C | H | O | N | S | MW | O2 | N2 | CO2 | H2O | N2 | SO2 |  | Fuel Gas | Acid Gas
H2 |  | 0 |  |  |  | 0 | [7 empty] | 2 |  |  |  | 2.016 | 0.5 | 1.881 | 0 | 1 | 1.881 | 0 | Nitrogen | 0.0142 | 0.0003
CH4 |  | 0.9963 | 16.043 | 15.9836 | 0.99104 | 7.4616 | 65.4084 | [5 empty] | 1 | 4 |  |  |  | 16.042 | 2 | 7.5238 | 1 | 2 | 7.5238 | 0 | CO2 | 0.0096 | 0.7754
C2H4 |  | 0 |  |  |  | 0 |  |  |  | 7.5291 | kg/h |  | 2 | 4 |  |  |  | 28.052 | 3 | 11.2857 | 2 | 2 | 11.2857 | 0 | Methane | 0.605 | 0.0143
C2H6 |  | 0.0007 | 30.07 | 0.021049 | 0.0013051 | 0.0098262 | 0.086137 | [5 empty] | 2 | 6 |  |  |  | 30.068 | 3.5 | 13.1667 | 2 | 3 | 13.1667 | 0 | Ethane | 0.1752 | 0.0019
C3H6 |  | 0 |  |  |  | 0 |  | Peak = 96,500 kg/h (41min VENTING of total 66te, assuming a max vent rate of 120MMScfd). |  |  |  |  | 3 | 6 |  |  |  | 42.078 | 4.5 | 16.9286 | 3 | 3 | 16.9286 | 0 | Propane | 0.1139 | 0.0036
C3H8 |  | 0.0002 | 44.097 | 0.0088194 | 0.00054683 | 0.0041171 | 0.036091 | [5 empty] | 3 | 8 |  |  |  | 44.094 | 5 | 18.8095 | 3 | 4 | 18.8095 | 0 | i-Butane | 0.0171 | 0.001
iC4H8 |  | 0 |  |  |  | 0 | [6 empty] | 4 | 8 |  |  |  | 56.104 | 6 | 22.5714 | 4 | 4 | 22.5714 | 0 | n-Butane | 0.0459 | 0.0024
iC4H10 |  | 0.0001 | 58.123 | 0.0058123 | 0.00036038 | 0.0027133 | 0.023785 | [5 empty] | 4 | 10 |  |  |  | 58.12 | 6.5 | 24.4524 | 4 | 5 | 24.4524 | 0 | i-Pentane | 0.0082 | 0.0016
nC4H10 |  | 0 |  |  |  | 0 |  | Stream 9 HP Flare & LP Flare |  |  |  |  | 4 | 10 |  |  |  | 58.12 | 6.5 | 24.4524 | 4 | 5 | 24.4524 | 0 | 22-Mpropane | 0.0002 | 0
iC5H12 |  | 0.0001 | 72.15 | 0.007215 | 0.00044735 | 0.0033682 | 0.029525 | [5 empty] | 5 | 12 |  |  |  | 72.146 | 8 | 30.0952 | 5 | 6 | 30.0952 | 0 | n-Pentane | 0.0089 | 0.0019
nC5H12 |  | 0.0001 | 72.15 | 0.007215 | 0.00044735 | 0.0033682 | 0.029525 | GPP: Assume no PIG train barrier during back gas operation. Relatively plug flow assumed, but some mixing will take place. Assumption is that a mixing zone of 10% of GPP is required, or c16km N2 at 14bara assumed in GPP. Estimated mass of Methane vented prior to ingnition of HP Flare: 65Te (assume 100% Ch4 in mixing zone) Pelican: 1.5km tie back + manifolds. Assume system left at 14bara N2 full system sweep *1.5 before HP Pilot is lit. Assume the *0.5 is the CH4 cold vent prior to HP Flare Pilot ignition: 1Te Domino: 26 +10km tie back. System assumed to be left at 95bara N2. Slow ramp up and mixing so if 'venting' is required this will be practical via a lit HP Flare as Pelican assumed to be running whilst N2 purge of Domino is taking place = 66 te. |  |  |  |  | 5 | 12 |  |  |  | 72.146 | 8 | 30.0952 | 5 | 6 | 30.0952 | 0 | Benzene | 0.0002 | 0.0003
nC6H14 |  | 0.0002 | 86.177 | 0.017235 | 0.0010686 | 0.008046 | 0.070531 | [5 empty] | 6 | 14 |  |  |  | 86.172 | 9.5 | 35.7381 | 6 | 7 | 35.7381 | 0 | Toluene | 0 | 0.0005
He |  | 0 |  |  |  | 0 | [11 empty] | 4.003 | [6 empty] | E-Benzene | 0 | 0.0001
H2S |  | 0 |  |  |  | 0 | [7 empty] | 2 |  |  | 1 | 34.016 | 1.5 | 5.6429 | 0 | 1 | 5.6429 | 1 | m-Xylene | 0 | 0.0004
O2 |  | 0 |  |  | 0 | 0 | [8 empty] | 2 |  |  | 32 | 0 | 0 | 0 | 0 | 0 | 0 | o-Xylene | 0 | 0.0002
N2 |  | 0.0015 | 28.0135 | 0.04202 | 0.0026054 | 0.019616 | 0.17196 | [8 empty] | 2 |  | 28 | 0 | 0 | 0 | 0 | 1 | 0 | C6* | 0.0015 | 0
CO |  | 0 |  |  |  | 0 | [6 empty] | 1 |  | 1 |  |  | 28.01 | [6 empty] | C7-10* | 0.0001 | 0
CO2 |  | 0.0008 | 44.01 | 0.035208 | 0.002183 | 0.016436 | 0.14408 | [5 empty] | 1 |  | 2 |  |  | 44.01 | [6 empty] | C11-15* | 0 | 0
NO2 |  | 0 |  |  |  | 0 | [8 empty] | 2 | 1 |  | 46 | [6 empty] | C16-20* | 0 | 0
SO2 |  | 0 |  |  |  | 0 | [8 empty] | 2 |  | 1 | 64 | [6 empty] | C21-25* | 0 | 0
H2O |  | 0 |  |  |  | 0 | [7 empty] | 2 | 1 |  |  | 18.016 | [6 empty] | C26-29* | 0 | 0
Total |  | 1 | 6106.139 | 16.1282 | 0 | 7.5291 | 66 | [17 empty] | C30-35* | 0 | 0
NOTES:
1. | Properties obtained from HMB stream 9 [Ref 1]. | [23 empty] | C16-20_1* | 0 | 0
2. | Flowrate taken from ESIA Emissions Assumptions List [Ref 2]. | [23 empty] | C21-25_1* | 0 | 0
3. | [24 empty] | C26-29_1* | 0 | 0
4.
5. | [24 empty] | C36+_1* | 0 | 0
[25 empty] | C6_2* | 0.0003 | 0
[25 empty] | C7-10_2* | 0 | 0
[25 empty] | C11-15_2* | 0 | 0
[25 empty] | C16-20_2* | 0 | 0
[25 empty] | C21-25_3* | 0 | 0
[25 empty] | C26-29_2* | 0 | 0
[25 empty] | C30-35_2* | 0 | 0
[25 empty] | C36+_2* | 0 | 0
[25 empty] | H2O | 0.0001 | 0.1753

## T H
CALCULATION SHEET
Customer |  |  | OMVP |  |  | Proj No | PRJ-001030
Project Title |  |  | OMV Neptun BAT Study & ESIA |  |  | Calc No
Calculation Title |  |  | Emissions Inventory |  |  | Phase/CTR | Construction
Elec File Location | [5 empty] | Page
Project File Location
Transportation Emissions (Helicopter)
Emissions Factors: |  |  |  | EFs from [Ref 15]
Helicopter
NOx |  |  | te/te |  | 0.004
CO |  |  | te/te |  | 1.2
VOC |  |  | te/te |  | 0.019
SO2 |  |  | te/te |  | 0.001
CO2 |  |  | te/te |  | 3.1
Emissions: |  |  |  |  | Helicopter
NOx |  |  | tpa |  | 0.063842
CO |  |  | tpa |  | 19.1525
VOC |  |  | tpa |  | 0.30325
SO2 |  |  | tpa |  | 0.01596
CO2 |  |  | tpa |  | 49.4774
|  | Distance travelled = |  | 115200 | km/year
|  | Fuel Mileage = |  | 7217.8478 | km/tonne
|  | Density of Fuel = |  | 762 | kg/m3
Notes:
1. | Emission factors taken from Table 3.3 [Ref 15].
2. | Trip distance based on approximate distance to SWP [Ref 2].
3. | 4 Helicopters per day over 90 days assumed to cover winter period - CTV also available for non weather sensitive periods.
4. | Distance to SWP and back is 160km(*2=320km). During construction, 4 helicopter trips per day. Used value of 5.5km/L divided by aviation fuel density of 762 kg/m3 [Ref 16].
5. | CO2 EF taken from [Ref 17].

## T Vs
CALCULATION SHEET
Customer |  |  | OMVP | [6 empty] | Proj No |  | PRJ-001030
Project Title |  |  | OMV Neptun BAT Study & ESIA | [6 empty] | Calc No
Calculation Title |  |  | Emissions Inventory | [6 empty] | Phase/CTR |  | Construction
Elec File Location | [9 empty] | Page
Project File Location
Transportation Emissions (Vessels using MGO)
Emissions Factors: |  |  |  |  | EFs from [Ref 14]
MGO Users
NOx |  |  | te/te |  |  | 0.0722
CO |  |  | te/te |  |  | 0.00384
VOC |  |  | te/te |  |  | 0.00175
SO2 |  |  | te/te |  |  | 0.00182
CO2 |  |  | te/te |  |  | 3.206
Emissions: |  |  |  |  | Pipeline Installation Vessel | Supply Vessel | Heavy Lift Vessel | Heavy Transportation Vessel | Flexlay Installation Vessel | Subsea Construction Vessel (Heavy) | Subsea Construction Vessel (Light) | Survey Vessel | Cargo Barge | Flotel | CTV | ERRV | Dredger | Rock Dumper | Total
No. of Days |  |  |  |  | 190 | 802 | 88 | 10 | 43 | 101 | 299 | 146 | 553 | 300 | 540 | 140 | 45 | 10
Fuel Consumption |  |  | te/day |  | 35 | 10 | 50 | 20 | 15 | 15 | 15 | 8 | 15 | 12 | 3 | 5 | 10 | 10
Fuel Consumption |  |  |  | te | 6650 | 8020 | 4400 | 200 | 645 | 1515 | 4485 | 1168 | 8295 | 3600 | 1620 | 700 | 450 | 100 | 41848
NOx |  |  | tpa |  | 480.13 | 579.044 | 317.68 | 14.44 | 46.569 | 109.383 | 323.817 | 84.3296 | 598.899 | 259.92 | 116.964 | 50.54 | 32.49 | 7.22 | 3021.4256
CO |  |  | tpa |  | 25.536 | 30.7968 | 16.896 | 0.768 | 2.4768 | 5.8176 | 17.2224 | 4.4851 | 31.8528 | 13.824 | 6.2208 | 2.688 | 1.728 | 0.384 | 160.6963
VOC |  |  | tpa |  | 11.6375 | 14.035 | 7.7 | 0.35 | 1.1287 | 2.6513 | 7.8487 | 2.044 | 14.5162 | 6.3 | 2.835 | 1.225 | 0.7875 | 0.175 | 73.234
SO2 |  |  | tpa |  | 12.103 | 14.5964 | 8.008 | 0.364 | 1.1739 | 2.7573 | 8.1627 | 2.1258 | 15.0969 | 6.552 | 2.9484 | 1.274 | 0.819 | 0.182 | 76.1634
CO2 |  |  | tpa |  | 21319.9 | 25712.12 | 14106.4 | 641.2 | 2067.87 | 4857.09 | 14378.91 | 3744.608 | 26593.77 | 11541.6 | 5193.72 | 2244.2 | 1442.7 | 320.6 | 134164.688
[6 empty] | not tpa | [6 empty] | not tpa |  | not tpa
|  | Density of Fuel = |  |  | 860 | kg/m3 | [Ref 13]
Notes:
1. | Emission factors taken from Table 0-2 [Ref 15].
2. | The density of MGO taken as 860 kg/m3 (at 15°C). [Ref 13].
3. | Operational days during construction period and fuel consumption taken from [Ref 2].
4. | CO2 EF taken from [Ref 18].
35
10
50
20
15
15
15
8
15
12
3
5
10
10

## DG
CALCULATION SHEET
Crude Emission factors
[35 empty] | lb/ 1000gal | HHV | 150 | MMBTU/1000gal
[29 empty] | From | To | Multiply by |  |  | Nox | 20 |  | 0.13333 | lb/MMBTU
Customer |  |  | OMVP | [13 empty] | Proj No |  |  | PRJ-001030 | [8 empty] | lb/MMBtu | lb/106 scf | 1020 |  |  | CO | 5 |  | 0.033333
Project Title |  |  | OMV Neptun BAT Study & ESIA | [13 empty] | Calc No | [11 empty] | lb | kg | 0.454 |  |  | PM | 7 |  | 0.046667
Calculation Title |  |  | Emissions Inventory | [13 empty] | Phase/CTR |  |  | Drilling | [8 empty] | scf | Sm3 | 0.028373 |  |  | SO2 | 1.5 |  | 0.01
Elec File Location | [28 empty] | lb/106 scf | kg/106 Sm3 | 16.9126 |  |  | VOC | 1.04 |  | 0.0069333
[29 empty] | MJ | Btu | 947 |  |  | N2O | 0.53 |  | 0.0035333
Project File Location | [16 empty] | Page
Diesel Generators
[29 empty] | No.6 | 150 | MMBTU/1000 gallons |  | 5.7378e-17
EQUIPMENT: |  |  | Diesel Generator | [26 empty] | 41792.8579
Emissions Factors: |  |  | MW |  |  | Density |  | LHV |  |  | HHV |  |  | NOx | NOx |  |  | CO |  | CO |  | PM |  | PM |  |  |  |  | HHV |  | NOx |  |  | CO
|  |  | g/mol |  |  | kg/Sm³ |  | MJ/kg |  |  | MJ/Sm³ |  |  | kg/106 Sm³ | kg/kg fuel |  |  | kg/106 Sm³ |  | kg/kg fuel |  | kg/106 Sm³ |  | kg/kg fuel |  |  |  |  | Btu/scf | MJ/Sm3 | lb/MMBtu | kg/MJ | kg/106 Sm3 | lb/MMBtu | kg/MJ | kg/106 Sm3
Reference Gas | [10 empty] | 44.8902 |  |  | 55161.6 |  |  |  | 14652.3 |  |  |  | 1723.8 |  |  |  | Average Natural Gas |  |  | 1020 | 37.9563 | 0.13333 | 5.7374e-05 | 2575.5436 | 0.033333 | 1.4344e-05 | 643.8859
Diesel |  |  | 305.241 |  |  | 832.5 |  | 42.588 |  |  | 45.612 |  |  | 56048.5644 | 6.7326e-05 |  |  | 14887.8999 |  | 1.7883e-05 |  | 1751.5176 |  | 2.1039e-06 |  | EPA Std Temp = | 60 | °F |  |  | PM |  |  | CH4
[26 empty] | = | 15.5556 | °C |  |  | lb/MMBtu | kg/MJ | kg/106 Sm3 | lb/MMBtu | kg/MJ | kg/106 Sm3
Emissions Factors: |  |  | CH4 |  |  | CH4 |  | SO2 |  |  | SO2 |  |  | VOC | VOC |  |  | N2O |  | N2O |  | EFs from EPA-42 Table 3.4-1 |  |  |  | Project Std. Temp. = | 15.6 | °C |  |  | 0.046667 | 2.0081e-05 | 901.4403 | 0.37446 | 0.00016113 | 7233.2855
|  |  | kg/106 Sm³ |  |  | kg/kg fuel |  | kg/106 Sm³ |  |  | kg/kg fuel |  |  | kg/106 Sm³ | kg/kg fuel |  |  | kg/106 Sm³ |  | kg/kg fuel | [10 empty] | VOC
Reference Gas | [7 empty] | 17410.38 | [22 empty] | lb/MMBtu | kg/MJ | kg/106 Sm3
Diesel | [7 empty] | 17690.3281 |  |  | 2.125e-05 | [19 empty] | 0.0069333 | 2.9835e-06 | 133.9283
[31 empty] | SO2 |  |  | N2O
Furnace Duty: | [13 empty] | Fuel Consumption: | [16 empty] | lb/MMBtu | kg/MJ | kg/106 Sm3 | lb/MMBtu | kg/MJ | kg/106 Sm3
Duty Requirement |  |  | 31.5 | MW |  |  | Furnace Efficiency | [5 empty] | % | Diesel |  | 2083.3333 |  |  | kg/h | 6.8252 | kmol/h |  | 24.6458 |  | MW | 0 |  |  |  |  | 0.01 | 4.3031e-06 | 193.1658 | 0.0035333 | 1.5204e-06 | 68.2519
Fired Duty |  |  |  | MW | [21 empty] | 0
|  | Diesel | [13 empty] | 24.6458 | MW
Compositions |  |  |  |  | Air |  |  | Total Feed |  | Combustion Products | [5 empty] | 8766 | hrs pa
[5 empty] | Comb |  | XS | [8 empty] | 216045.375 | MWhr pa | [8 empty] | REACTANT | [5 empty] | REQ. COMBUSTION AIR |  | PRODUCTS
Component |  | Mol Frac | kmol/h |  | kmol/h |  | kmol/h | kg/h |  | Mol Frac |  | kmol/h |  | kg/h |  | 777763.35 | GJ pa | [8 empty] | C | H | O | N | S | MW | O2 | N2 | CO2 | H2O | N2 | SO2
H2 |  | 0 | 0 |  |  |  |  | 0 |  | 0 |  | 0 |  | 0 | [12 empty] | 2 |  |  |  | 2.016 | 0.5 | 1.881 | 0 | 1 | 1.881 | 0 |  | Nitrogen | 1.4415e-10
CH4 |  | 3.7673e-06 | 2.5712e-05 |  |  |  |  | 0.00041248 |  | 0 |  | 0 |  | 0 |  | 31.5 MW @ 50 te/day for 24 hours a day for 800 days. Assumed 24 hours of operation per day. 8 Diesel Generators (42 MW) assuming 75% utilisation in normal operations(drilling package, DP thrusters, utilities) for 24 hours of operation per day. Assuming diesel flow rate of 50 tonnes per day = 18,262.5 te/year. | [9 empty] | 1 | 4 |  |  |  | 16.042 | 2 | 7.5238 | 1 | 2 | 7.5238 | 0 |  | CO2 | 1.0484e-06
C2H4 |  | 0 | 0 |  |  |  |  | 0 |  | 0 |  | 0 |  | 0 | [11 empty] | 2 | 4 |  |  |  | 28.052 | 3 | 11.2857 | 2 | 2 | 11.2857 | 0 |  | Methane | 3.7673e-06
C2H6 |  | 0.00023202 | 0.0015836 |  |  |  |  | 0.047616 |  | 0 |  | 0 |  | 0 | [11 empty] | 2 | 6 |  |  |  | 30.068 | 3.5 | 13.1667 | 2 | 3 | 13.1667 | 0 |  | Ethane | 0.00023202
C3H6 |  | 0 | 0 |  |  |  |  | 0 |  | 0 |  | 0 |  | 0 | [11 empty] | 3 | 6 |  |  |  | 42.078 | 4.5 | 16.9286 | 3 | 3 | 16.9286 | 0 |  | Propane | 0.004114
C3H8 |  | 0.004114 | 0.028079 |  |  |  |  | 1.2381 |  | 0 |  | 0 |  | 0 | [11 empty] | 3 | 8 |  |  |  | 44.094 | 5 | 18.8095 | 3 | 4 | 18.8095 | 0 |  | i-Butane | 0.0042988
iC4H8 |  | 0 | 0 |  |  |  |  | 0 |  | 0 |  | 0 |  | 0 | [11 empty] | 4 | 8 |  |  |  | 56.104 | 6 | 22.5714 | 4 | 4 | 22.5714 | 0 |  | n-Butane | 0.013311
iC4H10 |  | 0.0042988 | 0.02934 |  |  |  |  | 1.7052 |  | 0 |  | 0 |  | 0 | [11 empty] | 4 | 10 |  |  |  | 58.12 | 6.5 | 24.4524 | 4 | 5 | 24.4524 | 0 |  | i-Pentane | 0.014451
nC4H10 |  | 0.013311 | 0.09085 |  |  |  |  | 5.2802 |  | 0 |  | 0 |  | 0 | [11 empty] | 4 | 10 |  |  |  | 58.12 | 6.5 | 24.4524 | 4 | 5 | 24.4524 | 0 |  | 22-Mpropane | 6.3635e-05
iC5H12 |  | 0.014451 | 0.098629 |  |  |  |  | 7.1157 |  | 0 |  | 0 |  | 0 | [11 empty] | 5 | 12 |  |  |  | 72.146 | 8 | 30.0952 | 5 | 6 | 30.0952 | 0 |  | n-Pentane | 0.018658
nC5H12 |  | 0.018658 | 0.12734 |  |  |  |  | 9.1874 |  | 0 |  | 0 |  | 0 | [11 empty] | 5 | 12 |  |  |  | 72.146 | 8 | 30.0952 | 5 | 6 | 30.0952 | 0 |  | Benzene | 0.002327
nC22* |  | 0.94337 | 6.4387 |  |  |  |  | 2058.4872 |  | 0 |  | 0 |  | 0 | [11 empty] | 22.65 | 47.3 |  |  |  | 319.7049 | 34.475 | 129.6917 | 22.65 | 23.65 | 129.6917 | 0 |  | Toluene | 0.0042009
He |  | 0 | 0 |  |  |  |  | 0 |  | 0 |  | 0 |  | 0 | [16 empty] | 4.003 | [7 empty] | E-Benzene | 0.00092197
H2S |  | 0 | 0 |  |  |  |  | 0 |  | 0 |  | 0 |  | 0 | [12 empty] | 2 |  |  | 1 | 34.016 | 1.5 | 5.6429 | 0 | 1 | 5.6429 | 1 |  | m-Xylene | 0.0051351
O2 |  | 0 | 0 |  | 224.7095 |  | 33.7064 | 8269.3112 |  | 0.026678 |  | 33.7064 |  | 1078.6058 | [13 empty] | 2 |  |  | 32 | 0 | 0 | 0 | 0 | 0 | 0 |  | o-Xylene | 0.002295
N2 |  | 1.4415e-10 | 9.8387e-10 |  | 845.3359 |  | 82.5226 | 25980.0391 |  | 0.73438 |  | 927.8555 |  | 25979.9537 | [14 empty] | 2 |  | 28 | 0 | 0 | 0 | 0 | 1 | 0 |  | C6* | 0.012247
CO |  | 0 | 0 |  |  |  |  | 0 |  | 1.0528e-06 |  | 0.0013301 |  | 0.037257 | [11 empty] | 1 |  | 1 |  |  | 28.01 | [7 empty] | C7-10* | 0.05923
CO2 |  | 1.0484e-06 | 7.1552e-06 |  |  |  |  | 0.0003149 |  | 0.11677 |  | 147.5335 |  | 6492.9501 | [11 empty] | 1 |  | 2 |  |  | 44.01 | [7 empty] | C11-15* | 0.048153
NO2 |  | 0 | 0 |  |  |  |  | 0 |  | 2.4133e-06 |  | 0.0030492 |  | 0.14026 | [13 empty] | 2 | 1 |  | 46 | [7 empty] | C16-20* | 0.034142
N2O |  | 0 | [25 empty] | 1 | 2 |  | 44 | [7 empty] | C21-25* | 0.025927
SO2 |  | 0 | 0 |  |  |  |  | 0 |  | 5.4748e-07 |  | 0.00069172 |  | 0.04427 | [13 empty] | 2 |  | 1 | 64 | [7 empty] | C26-29* | 0.015381
H2O |  | 0.0014952 | 0.010205 |  |  |  |  | 0.18385 |  | 0.12217 |  | 154.3596 |  | 2780.9427 | [12 empty] | 2 | 1 |  |  | 18.016 | [7 empty] | C30-35* | 0.016044
Total |  | 0.99994 | 6.8248 |  | 1070.0454 |  | 116.2291 | 36332.5963 |  | 1 |  | 1263.4601 |  | 36332.6741 | [24 empty] | C36+* | 0.040186
Emissions rates | [6 empty] | g/s | [31 empty] | C6_1* | 0.020505
NOx Emission rate estimate as: | [6 empty] | 0.038962 | 0.14026 |  | kg/h |  | 1.2295 |  | tpa | [24 empty] | C7-10_1* | 0.12183
CO Emission rate estimate as: | [6 empty] | 0.010349 | 0.037257 |  | kg/h |  | 0.32659 |  | tpa
PM Emission rate estimated as: | [6 empty] | 0.0012175 | 0.0043832 |  | kg/h |  | 0.038423 |  | tpa
CH4 Emissions estimate rate: | [6 empty] | 0 | 0 |  | kg/h |  | 0 |  | tpa
VOC Emission rate estimated as: | [6 empty] | 0 | 0 |  | kg/h |  | 0 |  | tpa | [24 empty] | C11-15_1* | 0.1078
SO2 Emissions estimate rate: | [6 empty] | 0.012297 | 0.04427 |  | kg/h |  | 0.38807 |  | tpa
N2O Emission rate estimated as: | [6 empty] | 0 | 0 |  | kg/h |  | 0 |  | tpa
CO2 Emission rate estimated as: | [6 empty] | 1751.9305 |  | 6306.9497 | kg/h |  | 55286.7209 |  | tpa
Notes: | [38 empty] | C16-20_1* | 0.075641
1. | Emission factors have been taken from Section 1.3 in EPA AP42 based on No 4 oil [Ref 3]. | [37 empty] | C21-25_1* | 0.061705
2. | Average diesel density taken from [Ref 7] where minimum is 820 and maximum is 845. Average taken as 832.5 kg/m3. LHV = 11.83 KWh/kg and HHV = 12.67 KWh/kg. | [37 empty] | C26-29_1* | 0.04073
3. | Diesel fuel consumption rate taken from [Ref 2]. | [37 empty] | C30-35_1* | 0.043895
[39 empty] | C36+_1* | 0.09828
[39 empty] | C6_2* | 0.0046103
[39 empty] | C7-10_2* | 0.024351
[39 empty] | C11-15_2* | 0.022612
[39 empty] | C16-20_2* | 0.016632
[39 empty] | C21-25_3* | 0.012041
[39 empty] | C26-29_2* | 0.0066817
[39 empty] | C30-35_2* | 0.0065662
[39 empty] | C36+_2* | 0.013299
[39 empty] | H2O | 0.0014952

## D TP
CALCULATION SHEET
Crude Emission factors
[35 empty] | lb/ 1000gal | HHV | 150 | MMBTU/1000gal
[29 empty] | From | To | Multiply by |  |  | Nox | 20 |  | 0.13333 | lb/MMBTU
Customer |  |  | OMVP | [13 empty] | Proj No |  |  | PRJ-001030 | [8 empty] | lb/MMBtu | lb/106 scf | 1020 |  |  | CO | 5 |  | 0.033333
Project Title |  |  | OMV Neptun BAT Study & ESIA | [13 empty] | Calc No | [11 empty] | lb | kg | 0.454 |  |  | PM | 7 |  | 0.046667
Calculation Title |  |  | Emissions Inventory | [13 empty] | Phase/CTR |  |  | Drilling | [8 empty] | scf | Sm3 | 0.028373 |  |  | SO2 | 1.5 |  | 0.01
Elec File Location | [28 empty] | lb/106 scf | kg/106 Sm3 | 16.9126 |  |  | VOC | 1.04 |  | 0.0069333
[29 empty] | MJ | Btu | 947 |  |  | N2O | 0.53 |  | 0.0035333
Project File Location | [16 empty] | Page
Temp Diesel Powered Equipment
[29 empty] | No.6 | 150 | MMBTU/1000 gallons |  | 5.7378e-17
EQUIPMENT: |  |  | Diesel Engine | [26 empty] | 41792.8579
Emissions Factors: |  |  | MW |  |  | Density |  | LHV |  |  | HHV |  |  | NOx | NOx |  |  | CO |  | CO |  | PM |  | PM |  |  |  |  | HHV |  | NOx |  |  | CO
|  |  | g/mol |  |  | kg/Sm³ |  | MJ/kg |  |  | MJ/Sm³ |  |  | kg/106 Sm³ | kg/kg fuel |  |  | kg/106 Sm³ |  | kg/kg fuel |  | kg/106 Sm³ |  | kg/kg fuel |  |  |  |  | Btu/scf | MJ/Sm3 | lb/MMBtu | kg/MJ | kg/106 Sm3 | lb/MMBtu | kg/MJ | kg/106 Sm3
Reference Gas | [10 empty] | 44.8902 |  |  | 76019.58 |  |  |  | 16376.1 |  |  |  | 5343.78 |  |  |  | Average Natural Gas |  |  | 1020 | 37.9563 | 0.13333 | 5.7374e-05 | 2575.5436 | 0.033333 | 1.4344e-05 | 643.8859
Diesel |  |  | 305.241 |  |  | 832.5 |  | 42.59 |  |  | 45.61 |  |  | 77238.5409 | 9.2779e-05 |  |  | 16638.6879 |  | 1.9986e-05 |  | 5429.4666 |  | 6.5219e-06 |  | EPA Std Temp = | 60 | °F |  |  | PM |  |  | CH4
[26 empty] | = | 15.5556 | °C |  |  | lb/MMBtu | kg/MJ | kg/106 Sm3 | lb/MMBtu | kg/MJ | kg/106 Sm3
Emissions Factors: |  |  | CH4 |  |  | CH4 |  | SO2 |  |  | SO2 |  |  | VOC | VOC |  |  | N2O |  | N2O |  | EFs from EPA-42 Table 3.3-1 |  |  |  | Project Std. Temp. = | 15.6 | °C |  |  | 0.046667 | 2.0081e-05 | 901.4403 | 0.37446 | 0.00016113 | 7233.2855
|  |  | kg/106 Sm³ |  |  | kg/kg fuel |  | kg/106 Sm³ |  |  | kg/kg fuel |  |  | kg/106 Sm³ | kg/kg fuel |  |  | kg/106 Sm³ |  | kg/kg fuel | [10 empty] | VOC
Reference Gas | [7 empty] | 4999.02 | [22 empty] | lb/MMBtu | kg/MJ | kg/106 Sm3
Diesel | [7 empty] | 5079.1784 |  |  | 6.1011e-06 | [19 empty] | 0.0069333 | 2.9835e-06 | 133.9283
[31 empty] | SO2 |  |  | N2O
Furnace Duty: | [13 empty] | Fuel Consumption: | [16 empty] | lb/MMBtu | kg/MJ | kg/106 Sm3 | lb/MMBtu | kg/MJ | kg/106 Sm3
Duty Requirement |  |  |  | MW |  |  | Furnace Efficiency | [5 empty] | % | Diesel |  | 1179.436 |  |  | kg/h | 3.864 | kmol/h |  | 13.9534 |  | MW | 0 |  |  |  |  | 0.01 | 4.3031e-06 | 193.1658 | 0.0035333 | 1.5204e-06 | 68.2519
Fired Duty |  |  |  | MW | [21 empty] | 0
|  | Diesel | [13 empty] | 13.9534 | MW
Compositions |  |  |  |  | Air |  |  | Total Feed |  | Combustion Products | [5 empty] | 9600 | hrs pa
[5 empty] | Comb |  | XS | [8 empty] | 133952.478 | MWhr pa | [8 empty] | REACTANT | [5 empty] | REQ. COMBUSTION AIR |  | PRODUCTS
Component |  | Mol Frac | kmol/h |  | kmol/h |  | kmol/h | kg/h |  | Mol Frac |  | kmol/h |  | kg/h |  | 482228.9207 | GJ pa | [8 empty] | C | H | O | N | S | MW | O2 | N2 | CO2 | H2O | N2 | SO2
H2 |  | 0 | 0 |  |  |  |  | 0 |  | 0 |  | 0 |  | 0 | [12 empty] | 2 |  |  |  | 2.016 | 0.5 | 1.881 | 0 | 1 | 1.881 | 0 |  | Nitrogen | 1.4415e-10
CH4 |  | 3.7673e-06 | 1.4557e-05 |  |  |  |  | 0.00023352 |  | 0 |  | 0 |  | 0 |  |  | RMR use 12m3/ day 80 days = 500L/hr WL - 5 days 1m3 / day / well = 458.37L/hr GP pump skids - 2 days/ well 1m3 / day = 458.37L/hr allow for 10 wells + 1 redrill = 1416.74L/hr = 1179.436 kg/h | [8 empty] | 1 | 4 |  |  |  | 16.042 | 2 | 7.5238 | 1 | 2 | 7.5238 | 0 |  | CO2 | 1.0484e-06
C2H4 |  | 0 | 0 |  |  |  |  | 0 |  | 0 |  | 0 |  | 0 | [11 empty] | 2 | 4 |  |  |  | 28.052 | 3 | 11.2857 | 2 | 2 | 11.2857 | 0 |  | Methane | 3.7673e-06
C2H6 |  | 0.00023202 | 0.00089652 |  |  |  |  | 0.026957 |  | 0 |  | 0 |  | 0 | [11 empty] | 2 | 6 |  |  |  | 30.068 | 3.5 | 13.1667 | 2 | 3 | 13.1667 | 0 |  | Ethane | 0.00023202
C3H6 |  | 0 | 0 |  |  |  |  | 0 |  | 0 |  | 0 |  | 0 | [11 empty] | 3 | 6 |  |  |  | 42.078 | 4.5 | 16.9286 | 3 | 3 | 16.9286 | 0 |  | Propane | 0.004114
C3H8 |  | 0.004114 | 0.015896 |  |  |  |  | 0.70094 |  | 0 |  | 0 |  | 0 | [11 empty] | 3 | 8 |  |  |  | 44.094 | 5 | 18.8095 | 3 | 4 | 18.8095 | 0 |  | i-Butane | 0.0042988
iC4H8 |  | 0 | 0 |  |  |  |  | 0 |  | 0 |  | 0 |  | 0 | [11 empty] | 4 | 8 |  |  |  | 56.104 | 6 | 22.5714 | 4 | 4 | 22.5714 | 0 |  | n-Butane | 0.013311
iC4H10 |  | 0.0042988 | 0.01661 |  |  |  |  | 0.96538 |  | 0 |  | 0 |  | 0 | [11 empty] | 4 | 10 |  |  |  | 58.12 | 6.5 | 24.4524 | 4 | 5 | 24.4524 | 0 |  | i-Pentane | 0.014451
nC4H10 |  | 0.013311 | 0.051433 |  |  |  |  | 2.9893 |  | 0 |  | 0 |  | 0 | [11 empty] | 4 | 10 |  |  |  | 58.12 | 6.5 | 24.4524 | 4 | 5 | 24.4524 | 0 |  | 22-Mpropane | 6.3635e-05
iC5H12 |  | 0.014451 | 0.055837 |  |  |  |  | 4.0284 |  | 0 |  | 0 |  | 0 | [11 empty] | 5 | 12 |  |  |  | 72.146 | 8 | 30.0952 | 5 | 6 | 30.0952 | 0 |  | n-Pentane | 0.018658
nC5H12 |  | 0.018658 | 0.072093 |  |  |  |  | 5.2012 |  | 0 |  | 0 |  | 0 | [11 empty] | 5 | 12 |  |  |  | 72.146 | 8 | 30.0952 | 5 | 6 | 30.0952 | 0 |  | Benzene | 0.002327
nC22* |  | 0.94337 | 3.6451 |  |  |  |  | 1165.3699 |  | 0 |  | 0 |  | 0 | [11 empty] | 22.65 | 47.3 |  |  |  | 319.7049 | 34.475 | 129.6917 | 22.65 | 23.65 | 129.6917 | 0 |  | Toluene | 0.0042009
He |  | 0 | 0 |  |  |  |  | 0 |  | 0 |  | 0 |  | 0 | [16 empty] | 4.003 | [7 empty] | E-Benzene | 0.00092197
H2S |  | 0 | 0 |  |  |  |  | 0 |  | 0 |  | 0 |  | 0 | [12 empty] | 2 |  |  | 1 | 34.016 | 1.5 | 5.6429 | 0 | 1 | 5.6429 | 1 |  | m-Xylene | 0.0051351
O2 |  | 0 | 0 |  | 127.2147 |  | 19.0822 | 4681.4992 |  | 0.026678 |  | 19.0822 |  | 610.6303 | [13 empty] | 2 |  |  | 32 | 0 | 0 | 0 | 0 | 0 | 0 |  | o-Xylene | 0.002295
N2 |  | 1.4415e-10 | 5.57e-10 |  | 478.5694 |  | 46.7185 | 14708.0608 |  | 0.73438 |  | 525.2855 |  | 14707.9942 | [14 empty] | 2 |  | 28 | 0 | 0 | 0 | 0 | 1 | 0 |  | C6* | 0.012247
CO |  | 0 | 0 |  |  |  |  | 0 |  | 1.1766e-06 |  | 0.00084158 |  | 0.023573 | [11 empty] | 1 |  | 1 |  |  | 28.01 | [7 empty] | C7-10* | 0.05923
CO2 |  | 1.0484e-06 | 4.0508e-06 |  |  |  |  | 0.00017827 |  | 0.11677 |  | 83.523 |  | 3675.8453 | [11 empty] | 1 |  | 2 |  |  | 44.01 | [7 empty] | C11-15* | 0.048153
NO2 |  | 0 | 0 |  |  |  |  | 0 |  | 3.3257e-06 |  | 0.0023788 |  | 0.10943 | [13 empty] | 2 | 1 |  | 46 | [7 empty] | C16-20* | 0.034142
N2O |  | 0 | [25 empty] | 1 | 2 |  | 44 | [7 empty] | C21-25* | 0.025927
SO2 |  | 0 | 0 |  |  |  |  | 0 |  | 1.5719e-07 |  | 0.00011244 |  | 0.0071959 | [13 empty] | 2 |  | 1 | 64 | [7 empty] | C26-29* | 0.015381
H2O |  | 0.0014952 | 0.0057774 |  |  |  |  | 0.10409 |  | 0.12217 |  | 87.3875 |  | 1574.3731 | [12 empty] | 2 | 1 |  |  | 18.016 | [7 empty] | C30-35* | 0.016044
Total |  | 0.99994 | 3.8637 |  | 605.7841 |  | 65.8007 | 20568.9466 |  | 1 |  | 715.2815 |  | 20568.9831 | [24 empty] | C36+* | 0.040186
Emissions rates | [6 empty] | g/s | [31 empty] | C6_1* | 0.020505
NOx Emission rate estimate as: | [6 empty] | 0.030396 | 0.10943 |  | kg/h |  | 0.22848 |  | tpa | [24 empty] | C7-10_1* | 0.12183
CO Emission rate estimate as: | [6 empty] | 0.006548 | 0.023573 |  | kg/h |  | 0.04922 |  | tpa
PM Emission rate estimated as: | [6 empty] | 0.0021367 | 0.0076921 |  | kg/h |  | 0.016061 |  | tpa
CH4 Emissions estimate rate: | [6 empty] | 0 | 0 |  | kg/h |  | 0 |  | tpa
VOC Emission rate estimated as: | [6 empty] | 0 | 0 |  | kg/h |  | 0 |  | tpa | [24 empty] | C11-15_1* | 0.1078
SO2 Emissions estimate rate: | [6 empty] | 0.0019989 | 0.0071959 |  | kg/h |  | 0.015025 |  | tpa
N2O Emission rate estimated as: | [6 empty] | 0 | 0 |  | kg/h |  | 0 |  | tpa
CO2 Emission rate estimated as: | [6 empty] | 991.8191 |  | 3570.5489 | kg/h |  | 7455.3061 |  | tpa
Notes: | [38 empty] | C16-20_1* | 0.075641
1. | Emission factors have been taken from Section 1.3 in EPA AP42 based on No 4 oil [Ref 3]. | [37 empty] | C21-25_1* | 0.061705
2. | Diesel composition taken as typical for no. 4 grade. | [37 empty] | C26-29_1* | 0.04073
3. | Diesel fuel consumption rate taken from [Ref 2]. | [37 empty] | C30-35_1* | 0.043895
4. | Average diesel density taken from [Ref 7] where minimum is 820 and maximum is 845. Average taken as 832.5 kg/m3. LHV = 11.83 KWh/kg and HHV = 12.67 KWh/kg. | [37 empty] | C36+_1* | 0.09828
[39 empty] | C6_2* | 0.0046103
[39 empty] | C7-10_2* | 0.024351
[39 empty] | C11-15_2* | 0.022612
[39 empty] | C16-20_2* | 0.016632
[39 empty] | C21-25_3* | 0.012041
[39 empty] | C26-29_2* | 0.0066817
[39 empty] | C30-35_2* | 0.0065662
[39 empty] | C36+_2* | 0.013299
[39 empty] | H2O | 0.0014952

## DC
CALCULATION SHEET
Crude Emission factors
[35 empty] | lb/ 1000gal | HHV | 150 | MMBTU/1000gal
[29 empty] | From | To | Multiply by |  |  | Nox | 20 |  | 0.13333 | lb/MMBTU
Customer |  |  | OMVP | [13 empty] | Proj No |  |  | PRJ-001030 | [8 empty] | lb/MMBtu | lb/106 scf | 1020 |  |  | CO | 5 |  | 0.033333
Project Title |  |  | OMV Neptun BAT Study & ESIA | [13 empty] | Calc No | [11 empty] | lb | kg | 0.454 |  |  | PM | 7 |  | 0.046667
Calculation Title |  |  | Emissions Inventory | [13 empty] | Phase/CTR |  |  | Drilling | [8 empty] | scf | Sm3 | 0.028373 |  |  | SO2 | 1.5 |  | 0.01
Elec File Location | [28 empty] | lb/106 scf | kg/106 Sm3 | 16.9126 |  |  | VOC | 1.04 |  | 0.0069333
[29 empty] | MJ | Btu | 947 |  |  | N2O | 0.53 |  | 0.0035333
Project File Location | [16 empty] | Page
Crane
[29 empty] | No.6 | 150 | MMBTU/1000 gallons |  | 5.7378e-17
EQUIPMENT: |  |  | Diesel Engine | [26 empty] | 41792.8579
Emissions Factors: |  |  | MW |  |  | Density |  | LHV |  |  | HHV |  |  | NOx | NOx |  |  | CO |  | CO |  | PM |  | PM |  |  |  |  | HHV |  | NOx |  |  | CO
|  |  | g/mol |  |  | kg/Sm³ |  | MJ/kg |  |  | MJ/Sm³ |  |  | kg/106 Sm³ | kg/kg fuel |  |  | kg/106 Sm³ |  | kg/kg fuel |  | kg/106 Sm³ |  | kg/kg fuel |  |  |  |  | Btu/scf | MJ/Sm3 | lb/MMBtu | kg/MJ | kg/106 Sm3 | lb/MMBtu | kg/MJ | kg/106 Sm3
Reference Gas | [10 empty] | 44.8902 |  |  | 76019.58 |  |  |  | 16376.1 |  |  |  | 5343.78 |  |  |  | Average Natural Gas |  |  | 1020 | 37.9563 | 0.13333 | 5.7374e-05 | 2575.5436 | 0.033333 | 1.4344e-05 | 643.8859
Diesel |  |  | 305.241 |  |  | 832.5 |  | 42.59 |  |  | 45.61 |  |  | 77238.5409 | 9.2779e-05 |  |  | 16638.6879 |  | 1.9986e-05 |  | 5429.4666 |  | 6.5219e-06 |  | EPA Std Temp = | 60 | °F |  |  | PM |  |  | CH4
[26 empty] | = | 15.5556 | °C |  |  | lb/MMBtu | kg/MJ | kg/106 Sm3 | lb/MMBtu | kg/MJ | kg/106 Sm3
Emissions Factors: |  |  | CH4 |  |  | CH4 |  | SO2 |  |  | SO2 |  |  | VOC | VOC |  |  | N2O |  | N2O |  | EFs from EPA-42 Table 3.3-1 |  |  |  | Project Std. Temp. = | 15.6 | °C |  |  | 0.046667 | 2.0081e-05 | 901.4403 | 0.37446 | 0.00016113 | 7233.2855
|  |  | kg/106 Sm³ |  |  | kg/kg fuel |  | kg/106 Sm³ |  |  | kg/kg fuel |  |  | kg/106 Sm³ | kg/kg fuel |  |  | kg/106 Sm³ |  | kg/kg fuel | [10 empty] | VOC
Reference Gas | [7 empty] | 4999.02 | [22 empty] | lb/MMBtu | kg/MJ | kg/106 Sm3
Diesel | [7 empty] | 5079.1784 |  |  | 6.1011e-06 | [19 empty] | 0.0069333 | 2.9835e-06 | 133.9283
[31 empty] | SO2 |  |  | N2O
Furnace Duty: | [13 empty] | Fuel Consumption: | [16 empty] | lb/MMBtu | kg/MJ | kg/106 Sm3 | lb/MMBtu | kg/MJ | kg/106 Sm3
Duty Requirement |  |  |  | MW |  |  | Furnace Efficiency | [5 empty] | % | Diesel |  | 2.0812 |  |  | kg/h | 0.0068184 | kmol/h |  | 0.024622 |  | MW | 0 |  |  |  |  | 0.01 | 4.3031e-06 | 193.1658 | 0.0035333 | 1.5204e-06 | 68.2519
Fired Duty |  |  |  | MW | [21 empty] | 0
|  | Diesel | [13 empty] | 0.024622 | MW
Compositions |  |  |  |  | Air |  |  | Total Feed |  | Combustion Products | [5 empty] | 9600 | hrs pa
[5 empty] | Comb |  | XS | [8 empty] | 236.3745 | MWhr pa | [8 empty] | REACTANT | [5 empty] | REQ. COMBUSTION AIR |  | PRODUCTS
Component |  | Mol Frac | kmol/h |  | kmol/h |  | kmol/h | kg/h |  | Mol Frac |  | kmol/h |  | kg/h |  | 850.9482 | GJ pa | [8 empty] | C | H | O | N | S | MW | O2 | N2 | CO2 | H2O | N2 | SO2
H2 |  | 0 | 0 |  |  |  |  | 0 |  | 0 |  | 0 |  | 0 | [12 empty] | 2 |  |  |  | 2.016 | 0.5 | 1.881 | 0 | 1 | 1.881 | 0 |  | Nitrogen | 1.4415e-10
CH4 |  | 3.7673e-06 | 2.5687e-08 |  |  |  |  | 4.1207e-07 |  | 0 |  | 0 |  | 0 |  |  | Assumed cranes operate for an average of 12 hrs/day and for a total of 800 days with 2.5 L/hr fuel consumption rate = 2.08125 kg/h. | [8 empty] | 1 | 4 |  |  |  | 16.042 | 2 | 7.5238 | 1 | 2 | 7.5238 | 0 |  | CO2 | 1.0484e-06
C2H4 |  | 0 | 0 |  |  |  |  | 0 |  | 0 |  | 0 |  | 0 | [11 empty] | 2 | 4 |  |  |  | 28.052 | 3 | 11.2857 | 2 | 2 | 11.2857 | 0 |  | Methane | 3.7673e-06
C2H6 |  | 0.00023202 | 1.582e-06 |  |  |  |  | 4.7568e-05 |  | 0 |  | 0 |  | 0 | [11 empty] | 2 | 6 |  |  |  | 30.068 | 3.5 | 13.1667 | 2 | 3 | 13.1667 | 0 |  | Ethane | 0.00023202
C3H6 |  | 0 | 0 |  |  |  |  | 0 |  | 0 |  | 0 |  | 0 | [11 empty] | 3 | 6 |  |  |  | 42.078 | 4.5 | 16.9286 | 3 | 3 | 16.9286 | 0 |  | Propane | 0.004114
C3H8 |  | 0.004114 | 2.8051e-05 |  |  |  |  | 0.0012369 |  | 0 |  | 0 |  | 0 | [11 empty] | 3 | 8 |  |  |  | 44.094 | 5 | 18.8095 | 3 | 4 | 18.8095 | 0 |  | i-Butane | 0.0042988
iC4H8 |  | 0 | 0 |  |  |  |  | 0 |  | 0 |  | 0 |  | 0 | [11 empty] | 4 | 8 |  |  |  | 56.104 | 6 | 22.5714 | 4 | 4 | 22.5714 | 0 |  | n-Butane | 0.013311
iC4H10 |  | 0.0042988 | 2.9311e-05 |  |  |  |  | 0.0017035 |  | 0 |  | 0 |  | 0 | [11 empty] | 4 | 10 |  |  |  | 58.12 | 6.5 | 24.4524 | 4 | 5 | 24.4524 | 0 |  | i-Pentane | 0.014451
nC4H10 |  | 0.013311 | 9.0759e-05 |  |  |  |  | 0.0052749 |  | 0 |  | 0 |  | 0 | [11 empty] | 4 | 10 |  |  |  | 58.12 | 6.5 | 24.4524 | 4 | 5 | 24.4524 | 0 |  | 22-Mpropane | 6.3635e-05
iC5H12 |  | 0.014451 | 9.853e-05 |  |  |  |  | 0.0071085 |  | 0 |  | 0 |  | 0 | [11 empty] | 5 | 12 |  |  |  | 72.146 | 8 | 30.0952 | 5 | 6 | 30.0952 | 0 |  | n-Pentane | 0.018658
nC5H12 |  | 0.018658 | 0.00012722 |  |  |  |  | 0.0091782 |  | 0 |  | 0 |  | 0 | [11 empty] | 5 | 12 |  |  |  | 72.146 | 8 | 30.0952 | 5 | 6 | 30.0952 | 0 |  | Benzene | 0.002327
nC22* |  | 0.94337 | 0.0064323 |  |  |  |  | 2.0564 |  | 0 |  | 0 |  | 0 | [11 empty] | 22.65 | 47.3 |  |  |  | 319.7049 | 34.475 | 129.6917 | 22.65 | 23.65 | 129.6917 | 0 |  | Toluene | 0.0042009
He |  | 0 | 0 |  |  |  |  | 0 |  | 0 |  | 0 |  | 0 | [16 empty] | 4.003 | [7 empty] | E-Benzene | 0.00092197
H2S |  | 0 | 0 |  |  |  |  | 0 |  | 0 |  | 0 |  | 0 | [12 empty] | 2 |  |  | 1 | 34.016 | 1.5 | 5.6429 | 0 | 1 | 5.6429 | 1 |  | m-Xylene | 0.0051351
O2 |  | 0 | 0 |  | 0.22448 |  | 0.033673 | 8.261 |  | 0.026678 |  | 0.033673 |  | 1.0775 | [13 empty] | 2 |  |  | 32 | 0 | 0 | 0 | 0 | 0 | 0 |  | o-Xylene | 0.002295
N2 |  | 1.4415e-10 | 9.8289e-13 |  | 0.84449 |  | 0.08244 | 25.9541 |  | 0.73438 |  | 0.92693 |  | 25.9539 | [14 empty] | 2 |  | 28 | 0 | 0 | 0 | 0 | 1 | 0 |  | C6* | 0.012247
CO |  | 0 | 0 |  |  |  |  | 0 |  | 1.1766e-06 |  | 1.4851e-06 |  | 4.1597e-05 | [11 empty] | 1 |  | 1 |  |  | 28.01 | [7 empty] | C7-10* | 0.05923
CO2 |  | 1.0484e-06 | 7.1481e-09 |  |  |  |  | 3.1459e-07 |  | 0.11677 |  | 0.14739 |  | 6.4865 | [11 empty] | 1 |  | 2 |  |  | 44.01 | [7 empty] | C11-15* | 0.048153
NO2 |  | 0 | 0 |  |  |  |  | 0 |  | 3.3257e-06 |  | 4.1977e-06 |  | 0.0001931 | [13 empty] | 2 | 1 |  | 46 | [7 empty] | C16-20* | 0.034142
N2O |  | 0 | [25 empty] | 1 | 2 |  | 44 | [7 empty] | C21-25* | 0.025927
SO2 |  | 0 | 0 |  |  |  |  | 0 |  | 1.5719e-07 |  | 1.9841e-07 |  | 1.2698e-05 | [13 empty] | 2 |  | 1 | 64 | [7 empty] | C26-29* | 0.015381
H2O |  | 0.0014952 | 1.0195e-05 |  |  |  |  | 0.00018367 |  | 0.12217 |  | 0.15421 |  | 2.7782 | [12 empty] | 2 | 1 |  |  | 18.016 | [7 empty] | C30-35* | 0.016044
Total |  | 0.99994 | 0.0068179 |  | 1.069 |  | 0.11611 | 36.2963 |  | 1 |  | 1.2622 |  | 36.2963 | [24 empty] | C36+* | 0.040186
Emissions rates | [6 empty] | g/s | [31 empty] | C6_1* | 0.020505
NOx Emission rate estimate as: | [6 empty] | 5.3638e-05 | 0.0001931 |  | kg/h |  | 0.0018537 |  | tpa | [24 empty] | C7-10_1* | 0.12183
CO Emission rate estimate as: | [6 empty] | 1.1555e-05 | 4.1597e-05 |  | kg/h |  | 0.00039933 |  | tpa
PM Emission rate estimated as: | [6 empty] | 3.7705e-06 | 1.3574e-05 |  | kg/h |  | 0.00013031 |  | tpa
CH4 Emissions estimate rate: | [6 empty] | 0 | 0 |  | kg/h |  | 0 |  | tpa
VOC Emission rate estimated as: | [6 empty] | 0 | 0 |  | kg/h |  | 0 |  | tpa | [24 empty] | C11-15_1* | 0.1078
SO2 Emissions estimate rate: | [6 empty] | 3.5272e-06 | 1.2698e-05 |  | kg/h |  | 0.0001219 |  | tpa
N2O Emission rate estimated as: | [6 empty] | 0 | 0 |  | kg/h |  | 0 |  | tpa
CO2 Emission rate estimated as: | [6 empty] | 1.7502 |  | 6.3006 | kg/h |  | 60.4862 |  | tpa
Notes: | [38 empty] | C16-20_1* | 0.075641
1. | Emission factors have been taken from Section 1.3 in EPA AP42 based on No 4 oil [Ref 3]. | [37 empty] | C21-25_1* | 0.061705
2. | Diesel composition taken as typical for no. 4 grade. | [37 empty] | C26-29_1* | 0.04073
3. | Diesel fuel consumption rate taken from [Ref 2]. | [37 empty] | C30-35_1* | 0.043895
4. | Average diesel density taken from [Ref 7] where minimum is 820 and maximum is 845. Average taken as 832.5 kg/m3. LHV = 11.83 KWh/kg and HHV = 12.67 KWh/kg. | [37 empty] | C36+_1* | 0.09828
[39 empty] | C6_2* | 0.0046103
[39 empty] | C7-10_2* | 0.024351
[39 empty] | C11-15_2* | 0.022612
[39 empty] | C16-20_2* | 0.016632
[39 empty] | C21-25_3* | 0.012041
[39 empty] | C26-29_2* | 0.0066817
[39 empty] | C30-35_2* | 0.0065662
[39 empty] | C36+_2* | 0.013299
[39 empty] | H2O | 0.0014952

## DT H
CALCULATION SHEET
Customer |  |  | OMVP |  |  | Proj No | PRJ-001030
Project Title |  |  | OMV Neptun BAT Study & ESIA |  |  | Calc No
Calculation Title |  |  | Emissions Inventory |  |  | Phase/CTR | Drilling
Elec File Location | [5 empty] | Page
Project File Location
Transportation Emissions (Helicopter)
Emissions Factors: |  |  |  | EFs from [Ref 15]
Helicopter
NOx |  |  | te/te |  | 0.004
CO |  |  | te/te |  | 1.2
VOC |  |  | te/te |  | 0.019
SO2 |  |  | te/te |  | 0.001
CO2 |  |  | te/te |  | 3.1
Emissions: |  |  |  |  | Helicopter
NOx |  |  | tpa |  | 0.30591
CO |  |  | tpa |  | 91.7725
VOC |  |  | tpa |  | 1.4531
SO2 |  |  | tpa |  | 0.076477
CO2 |  |  | tpa |  | 237.079
|  | Distance travelled = |  | 552000 | km/year
|  | Fuel Mileage = |  | 7217.8478 | km/tonne
|  | Density of Fuel = |  | 762 | kg/m3
Notes:
1. | Emission factors taken from Table 3.3 [Ref 15].
2. | Trip distance based on approximate distance to SWP [Ref 2].
3. | During 800-day drilling campaign, one helicopter trip per day and another every second day (800 + 400).
4. | Distance from NGMS to Pelican and to Domino is approximately 218 km and 238 km, respectively. A fuel consumption rate of 5.5 km/L assumed for the calculation divided by aviation fuel density of 762 kg/m3 [Ref 16].
5. | CO2 EF taken from [Ref 17].
6. | 4 wells at Pelican and 6 at Domino therefore 1200 prorated with 720 trips to Domino (with a distance of 476km per trip) and 480 trips to Pelican (distance of 436km per trip).

## DT V
CALCULATION SHEET
Customer |  |  | OMVP | [6 empty] | Proj No | PRJ-001030
Project Title |  |  | OMV Neptun BAT Study & ESIA | [6 empty] | Calc No
Calculation Title |  |  | Emissions Inventory | [6 empty] | Phase/CTR | Drilling
Elec File Location | [9 empty] | Page
Project File Location
Transportation Emissions (Vessels using MGO)
Emissions Factors: |  |  |  |  | EFs from [Ref 14]
MGO Users
NOx |  |  | te/te |  |  | 0.0722
CO |  |  | te/te |  |  | 0.00384
VOC |  |  | te/te |  |  | 0.00175
SO2 |  |  | te/te |  |  | 0.00182
CO2 |  |  | te/te |  |  | 3.206
Emissions: |  |  |  |  | Supply Vessel | AHT Vessel | Standby Vessel | MSV | Total
No. of Days |  |  |  |  | 800 | 60 | 800 | 60
Fuel Consumption |  |  | te/day |  | 35 | 35 | 35 | 35
Fuel Consumption |  |  |  | te | 56000 | 3150 | 70000 | 2100 | 131250
NOx |  |  | tpa |  | 4043.2 | 227.43 | 5054 | 151.62 | 9476.25
CO |  |  | tpa |  | 215.04 | 12.096 | 268.8 | 8.064 | 504
VOC |  |  | tpa |  | 98 | 5.5125 | 122.5 | 3.675 | 229.6875
SO2 |  |  | tpa |  | 101.92 | 5.733 | 127.4 | 3.822 | 238.875
CO2 |  |  | tpa |  | 179536 | 10098.9 | 224420 | 6732.6 | 420787.5
[5 empty] | not tpa |  | not tpa
|  | Density of Fuel = |  |  | 860 | kg/m3 | [Ref 13]
Notes:
1. | Emission factors taken from Table 0-2 [Ref 15].
2. | The density of MGO taken as 860 kg/m3 (at 15°C). [Ref 13].
3. | Operational days during construction period and fuel consumption taken from [Ref 2].
4. | CO2 EF taken from [Ref 18].
5. | 2 Supply Vessels for campaign, 2-3 standby vessels on continuous rotation (rig/transit/port) [Ref 2].
6. | Anchor Handler for Pelican - 1 month to lay and 1 month de-mob.
7.

## O SPG
CALCULATION SHEET
Crude Emission factors
[35 empty] | lb/ 1000gal | HHV | 150 | MMBTU/1000gal
[29 empty] | From | To | Multiply by |  |  | Nox | 20 |  | 0.13333 | lb/MMBTU
Customer |  |  | OMVP | [13 empty] | Proj No |  |  | PRJ-001030 | [8 empty] | lb/MMBtu | lb/106 scf | 1020 |  |  | CO | 5 |  | 0.033333
Project Title |  |  | OMV Neptun BAT Study & ESIA | [13 empty] | Calc No | [11 empty] | lb | kg | 0.454 |  |  | PM | 7 |  | 0.046667
Calculation Title |  |  | Emissions Inventory | [13 empty] | Phase/CTR |  |  | Onshore | [8 empty] | scf | Sm3 | 0.028373 |  |  | SO2 | 1.5 |  | 0.01
Elec File Location | [28 empty] | lb/106 scf | kg/106 Sm3 | 16.9126 |  |  | VOC | 1.04 |  | 0.0069333
[29 empty] | MJ | Btu | 947 |  |  | N2O | 0.53 |  | 0.0035333
Project File Location | [16 empty] | Page
Standby Power Generation
[29 empty] | No.6 | 150 | MMBTU/1000 gallons |  | 5.7378e-17
EQUIPMENT: |  |  | Diesel Generator | [26 empty] | 41792.8579
Emissions Factors: |  |  | MW |  |  | Density |  | LHV |  |  | HHV |  |  | NOx | NOx |  |  | CO |  | CO |  | PM |  | PM |  |  |  |  | HHV |  | NOx |  |  | CO
|  |  | g/mol |  |  | kg/Sm³ |  | MJ/kg |  |  | MJ/Sm³ |  |  | kg/106 Sm³ | kg/kg fuel |  |  | kg/106 Sm³ |  | kg/kg fuel |  | kg/106 Sm³ |  | kg/kg fuel |  |  |  |  | Btu/scf | MJ/Sm3 | lb/MMBtu | kg/MJ | kg/106 Sm3 | lb/MMBtu | kg/MJ | kg/106 Sm3
Reference Gas | [10 empty] | 44.8902 |  |  | 55161.6 |  |  |  | 14652.3 |  |  |  | 1723.8 |  |  |  | Average Natural Gas |  |  | 1020 | 37.9563 | 0.13333 | 5.7374e-05 | 2575.5436 | 0.033333 | 1.4344e-05 | 643.8859
Diesel |  |  | 305.241 |  |  | 832.5 |  | 42.588 |  |  | 45.612 |  |  | 56048.5644 | 6.7326e-05 |  |  | 14887.8999 |  | 1.7883e-05 |  | 1751.5176 |  | 2.1039e-06 |  | EPA Std Temp = | 60 | °F |  |  | PM |  |  | CH4
[26 empty] | = | 15.5556 | °C |  |  | lb/MMBtu | kg/MJ | kg/106 Sm3 | lb/MMBtu | kg/MJ | kg/106 Sm3
Emissions Factors: |  |  | CH4 |  |  | CH4 |  | SO2 |  |  | SO2 |  |  | VOC | VOC |  |  | N2O |  | N2O |  | EFs from EPA-42 Table 3.4-1 |  |  |  | Project Std. Temp. = | 15.6 | °C |  |  | 0.046667 | 2.0081e-05 | 901.4403 | 0.37446 | 0.00016113 | 7233.2855
|  |  | kg/106 Sm³ |  |  | kg/kg fuel |  | kg/106 Sm³ |  |  | kg/kg fuel |  |  | kg/106 Sm³ | kg/kg fuel |  |  | kg/106 Sm³ |  | kg/kg fuel | [10 empty] | VOC
Reference Gas | [7 empty] | 17410.38 | [22 empty] | lb/MMBtu | kg/MJ | kg/106 Sm3
Diesel | [7 empty] | 17690.3281 |  |  | 2.125e-05 | [19 empty] | 0.0069333 | 2.9835e-06 | 133.9283
[31 empty] | SO2 |  |  | N2O
Furnace Duty: | [13 empty] | Fuel Consumption: | [16 empty] | lb/MMBtu | kg/MJ | kg/106 Sm3 | lb/MMBtu | kg/MJ | kg/106 Sm3
Duty Requirement |  |  | 0.305 | MW |  |  | Furnace Efficiency | [5 empty] | % | Diesel |  | 58.275 |  |  | kg/h | 0.19091 | kmol/h |  | 0.68939 |  | MW | 0 |  |  |  |  | 0.01 | 4.3031e-06 | 193.1658 | 0.0035333 | 1.5204e-06 | 68.2519
Fired Duty |  |  |  | MW | [21 empty] | 0
|  | Diesel | [13 empty] | 0.68939 | MW
Compositions |  |  |  |  | Air |  |  | Total Feed |  | Combustion Products | [5 empty] | 52 | hrs pa
[5 empty] | Comb |  | XS | [8 empty] | 35.8484 | MWhr pa | [8 empty] | REACTANT | [5 empty] | REQ. COMBUSTION AIR |  | PRODUCTS
Component |  | Mol Frac | kmol/h |  | kmol/h |  | kmol/h | kg/h |  | Mol Frac |  | kmol/h |  | kg/h |  | 129.0544 | GJ pa | [8 empty] | C | H | O | N | S | MW | O2 | N2 | CO2 | H2O | N2 | SO2
H2 |  | 0 | 0 |  |  |  |  | 0 |  | 0 |  | 0 |  | 0 | [12 empty] | 2 |  |  |  | 2.016 | 0.5 | 1.881 | 0 | 1 | 1.881 | 0 |  | Nitrogen | 1.4415e-10
CH4 |  | 3.7673e-06 | 7.1923e-07 |  |  |  |  | 1.1538e-05 |  | 0 |  | 0 |  | 0 |  | Assumed for one hour of operation per week. For the majority of the time, the NGMS and CCR is powered from the Romanian electricity grid. 305 KVA unit assumed with a 70lhr fuel consumption rate at full load = 58.275 kg/hr. | [9 empty] | 1 | 4 |  |  |  | 16.042 | 2 | 7.5238 | 1 | 2 | 7.5238 | 0 |  | CO2 | 1.0484e-06
C2H4 |  | 0 | 0 |  |  |  |  | 0 |  | 0 |  | 0 |  | 0 | [11 empty] | 2 | 4 |  |  |  | 28.052 | 3 | 11.2857 | 2 | 2 | 11.2857 | 0 |  | Methane | 3.7673e-06
C2H6 |  | 0.00023202 | 4.4296e-05 |  |  |  |  | 0.0013319 |  | 0 |  | 0 |  | 0 | [11 empty] | 2 | 6 |  |  |  | 30.068 | 3.5 | 13.1667 | 2 | 3 | 13.1667 | 0 |  | Ethane | 0.00023202
C3H6 |  | 0 | 0 |  |  |  |  | 0 |  | 0 |  | 0 |  | 0 | [11 empty] | 3 | 6 |  |  |  | 42.078 | 4.5 | 16.9286 | 3 | 3 | 16.9286 | 0 |  | Propane | 0.004114
C3H8 |  | 0.004114 | 0.00078543 |  |  |  |  | 0.034633 |  | 0 |  | 0 |  | 0 | [11 empty] | 3 | 8 |  |  |  | 44.094 | 5 | 18.8095 | 3 | 4 | 18.8095 | 0 |  | i-Butane | 0.0042988
iC4H8 |  | 0 | 0 |  |  |  |  | 0 |  | 0 |  | 0 |  | 0 | [11 empty] | 4 | 8 |  |  |  | 56.104 | 6 | 22.5714 | 4 | 4 | 22.5714 | 0 |  | n-Butane | 0.013311
iC4H10 |  | 0.0042988 | 0.0008207 |  |  |  |  | 0.047699 |  | 0 |  | 0 |  | 0 | [11 empty] | 4 | 10 |  |  |  | 58.12 | 6.5 | 24.4524 | 4 | 5 | 24.4524 | 0 |  | i-Pentane | 0.014451
nC4H10 |  | 0.013311 | 0.0025413 |  |  |  |  | 0.1477 |  | 0 |  | 0 |  | 0 | [11 empty] | 4 | 10 |  |  |  | 58.12 | 6.5 | 24.4524 | 4 | 5 | 24.4524 | 0 |  | 22-Mpropane | 6.3635e-05
iC5H12 |  | 0.014451 | 0.0027588 |  |  |  |  | 0.19904 |  | 0 |  | 0 |  | 0 | [11 empty] | 5 | 12 |  |  |  | 72.146 | 8 | 30.0952 | 5 | 6 | 30.0952 | 0 |  | n-Pentane | 0.018658
nC5H12 |  | 0.018658 | 0.0035621 |  |  |  |  | 0.25699 |  | 0 |  | 0 |  | 0 | [11 empty] | 5 | 12 |  |  |  | 72.146 | 8 | 30.0952 | 5 | 6 | 30.0952 | 0 |  | Benzene | 0.002327
nC22* |  | 0.94337 | 0.1801 |  |  |  |  | 57.58 |  | 0 |  | 0 |  | 0 | [11 empty] | 22.65 | 47.3 |  |  |  | 319.7049 | 34.475 | 129.6917 | 22.65 | 23.65 | 129.6917 | 0 |  | Toluene | 0.0042009
He |  | 0 | 0 |  |  |  |  | 0 |  | 0 |  | 0 |  | 0 | [16 empty] | 4.003 | [7 empty] | E-Benzene | 0.00092197
H2S |  | 0 | 0 |  |  |  |  | 0 |  | 0 |  | 0 |  | 0 | [12 empty] | 2 |  |  | 1 | 34.016 | 1.5 | 5.6429 | 0 | 1 | 5.6429 | 1 |  | m-Xylene | 0.0051351
O2 |  | 0 | 0 |  | 6.2856 |  | 0.94284 | 231.3092 |  | 0.026678 |  | 0.94284 |  | 30.1708 | [13 empty] | 2 |  |  | 32 | 0 | 0 | 0 | 0 | 0 | 0 |  | o-Xylene | 0.002295
N2 |  | 1.4415e-10 | 2.7521e-11 |  | 23.6457 |  | 2.3083 | 726.7137 |  | 0.73438 |  | 25.954 |  | 726.7113 | [14 empty] | 2 |  | 28 | 0 | 0 | 0 | 0 | 1 | 0 |  | C6* | 0.012247
CO |  | 0 | 0 |  |  |  |  | 0 |  | 1.0528e-06 |  | 3.7206e-05 |  | 0.0010422 | [11 empty] | 1 |  | 1 |  |  | 28.01 | [7 empty] | C7-10* | 0.05923
CO2 |  | 1.0484e-06 | 2.0015e-07 |  |  |  |  | 8.8084e-06 |  | 0.11677 |  | 4.1268 |  | 181.6208 | [11 empty] | 1 |  | 2 |  |  | 44.01 | [7 empty] | C11-15* | 0.048153
NO2 |  | 0 | 0 |  |  |  |  | 0 |  | 2.4133e-06 |  | 8.5291e-05 |  | 0.0039234 | [13 empty] | 2 | 1 |  | 46 | [7 empty] | C16-20* | 0.034142
N2O |  | 0 | [25 empty] | 1 | 2 |  | 44 | [7 empty] | C21-25* | 0.025927
SO2 |  | 0 | 0 |  |  |  |  | 0 |  | 5.4748e-07 |  | 1.9349e-05 |  | 0.0012383 | [13 empty] | 2 |  | 1 | 64 | [7 empty] | C26-29* | 0.015381
H2O |  | 0.0014952 | 0.00028546 |  |  |  |  | 0.0051428 |  | 0.12217 |  | 4.3177 |  | 77.7885 | [12 empty] | 2 | 1 |  |  | 18.016 | [7 empty] | C30-35* | 0.016044
Total |  | 0.99994 | 0.1909 |  | 29.9313 |  | 3.2512 | 1016.2954 |  | 1 |  | 35.3415 |  | 1016.2976 | [24 empty] | C36+* | 0.040186
Emissions rates | [6 empty] | g/s | [31 empty] | C6_1* | 0.020505
NOx Emission rate estimate as: | [6 empty] | 0.0010898 | 0.0039234 |  | kg/h |  | 0.00020472 |  | tpa | [24 empty] | C7-10_1* | 0.12183
CO Emission rate estimate as: | [6 empty] | 0.00028949 | 0.0010422 |  | kg/h |  | 5.4378e-05 |  | tpa
PM Emission rate estimated as: | [6 empty] | 3.4057e-05 | 0.00012261 |  | kg/h |  | 6.3974e-06 |  | tpa
CH4 Emissions estimate rate: | [6 empty] | 0 | 0 |  | kg/h |  | 0 |  | tpa
VOC Emission rate estimated as: | [6 empty] | 0 | 0 |  | kg/h |  | 0 |  | tpa | [24 empty] | C11-15_1* | 0.1078
SO2 Emissions estimate rate: | [6 empty] | 0.00034398 | 0.0012383 |  | kg/h |  | 6.4614e-05 |  | tpa
N2O Emission rate estimated as: | [6 empty] | 0 | 0 |  | kg/h |  | 0 |  | tpa
CO2 Emission rate estimated as: | [6 empty] | 49.005 |  | 176.418 | kg/h |  | 9.2052 |  | tpa
Notes: | [38 empty] | C16-20_1* | 0.075641
1. | Emission factors have been taken from Section 1.3 in EPA AP42 based on No 4 oil [Ref 3]. | [37 empty] | C21-25_1* | 0.061705
2. | Average diesel density taken from [Ref 7] where minimum is 820 and maximum is 845. Average taken as 832.5 kg/m3. LHV = 11.83 KWh/kg and HHV = 12.67 KWh/kg. | [37 empty] | C26-29_1* | 0.04073
3. | Diesel fuel consumption rate taken from [Ref 2]. | [37 empty] | C30-35_1* | 0.043895
[39 empty] | C36+_1* | 0.09828
[39 empty] | C6_2* | 0.0046103
[39 empty] | C7-10_2* | 0.024351
[39 empty] | C11-15_2* | 0.022612
[39 empty] | C16-20_2* | 0.016632
[39 empty] | C21-25_3* | 0.012041
[39 empty] | C26-29_2* | 0.0066817
[39 empty] | C30-35_2* | 0.0065662
[39 empty] | C36+_2* | 0.013299
[39 empty] | H2O | 0.0014952

## C E
CALCULATION SHEET
[14 empty] | EQUIPMENT: |  |  |  |  | Diesel Engine
[14 empty] | Emissions Factors: |  |  |  |  | MW | Density | LHV | HHV | NOx | NOx | CO | CO | PM | PM
Customer |  |  | OMVP | [5 empty] | Proj No |  | PRJ-001030 | [7 empty] | g/mol | kg/Sm³ | MJ/kg | MJ/Sm³ | kg/106 Sm³ | kg/kg fuel | kg/106 Sm³ | kg/kg fuel | kg/106 Sm³ | kg/kg fuel
Project Title |  |  | OMV Neptun BAT Study & ESIA | [5 empty] | Calc No |  |  |  |  | Reference Gas | [7 empty] | 44.8902 | 76019.58 |  | 16376.1 |  | 5343.78
Calculation Title |  |  | Emissions Inventory | [5 empty] | Phase/CTR |  | Construction Onshore |  |  | Diesel |  |  |  |  | 305.241 | 832.5 | 42.588 | 45.612 | 77238.5409 | 9.2779e-05 | 16638.6879 | 1.9986e-05 | 5429.4666 | 6.5219e-06
Elec File Location | [8 empty] | Page
[14 empty] | Emissions Factors: |  |  |  |  | CH4 | CH4 | SO2 | SO2 | VOC | VOC | N2O | N2O
Project File Location | [18 empty] | kg/106 Sm³ | kg/kg fuel | kg/106 Sm³ | kg/kg fuel | kg/106 Sm³ | kg/kg fuel | kg/106 Sm³ | kg/kg fuel
Onshore Construction Equipment | [13 empty] | Reference Gas |  |  |  |  | 0 |  | 4999.02 |  | 0 |  | 0
[14 empty] | Diesel |  |  |  |  | 0 | 0 | 5079.1784 | 6.1011e-06 | 0 | 0 | 0 | 0
Emissions: |  |  |  | Cranes | Excavators | Trucks & Transportation | Loaders | Concrete Trucks | Compactors | Cherry Pickers | Welding Plant Generators | Air Compressor | Total
Number of Hours |  |  |  | 3200 | 21760 | 86400 | 26880 | 6400 | 2240 | 6720 | 14400 | 360
Fuel Consumption |  |  | L/hr | 2.5 | 15 | 30 | 12 | 1 | 5 | 4 | 1.25 | 42
Fuel Consumption |  |  | kg/hr | 2.0812 | 12.4875 | 24.975 | 9.99 | 0.8325 | 4.1625 | 3.33 | 1.0406 | 34.965
Fuel Consumption |  |  | kg | 6660 | 271728 | 2157840 | 268531.2 | 5328 | 9324 | 22377.6 | 14985 | 12587.4
NOx |  |  | tpa | 0.3956 | 16.1406 | 128.1757 | 15.9508 | 0.31648 | 0.55385 | 1.3292 | 0.89011 | 0.74769 | 164.5001
CO |  |  | tpa | 0.10456 | 4.2661 | 33.8781 | 4.2159 | 0.08365 | 0.14639 | 0.35133 | 0.23526 | 0.19762 | 43.479 |  | Table 8.2 - Default Emission Factors for Diesel Consumption Plant Operations
VOC |  |  | tpa | 0.01332 | 0.54346 | 4.3157 | 0.53706 | 0.010656 | 0.018648 | 0.044755 | 0.02997 | 0.025175 | 5.5387 |  | Source: EEMS Atmospheric Emissions Calculations as used by UKOOA
SO2 |  |  | tpa | 0.02664 | 1.0869 | 8.6314 | 1.0741 | 0.021312 | 0.037296 | 0.08951 | 0.05994 | 0.05035 | 11.0774
CO2 |  |  | tpa | 21.312 | 869.5296 | 6905.088 | 859.2998 | 17.0496 | 29.8368 | 71.6083 | 47.952 | 40.2797 | 8861.9558 |  | kg/kg
[15 empty] | Emission Gas | Turbine | Engine | Heater
|  | For duration of construction period onshore. | [12 empty] | E(CO2) | 3.2 | 3.2 | 3.2
[15 empty] | E(NOx) | 0.0135 | 0.0594 | 0.0028
|  | Density of Fuel = |  | 832.5 | kg/m3 | [9 empty] | E(N2O) | 0.00022 | 0.00022 | 0.00022
[15 empty] | E(SO2) | 0.004 | 0.004 | 0.004
[15 empty] | E(CO) | 0.00092 | 0.0157 | 0.00071
Notes: | [14 empty] | E(CH4) | 3.28e-05 | 0.00018 | 7.05e-06
1. | Emission factors have been taken from Section 1.3 in EPA AP42 based on No 4 oil [Ref 3]. | [13 empty] | E(VOC) | 0.000295 | 0.002 | 2.82e-05
2. | Average diesel density taken from [Ref 7] where minimum is 820 and maximum is 845. Average taken as 832.5 kg/m3. LHV = 11.83 KWh/kg and HHV = 12.67 KWh/kg.
3. | Diesel fuel consumption rates taken from [Ref 20].
4. | Operational hours and equipment taken from [Ref 2].

## OV FR
CALCULATION SHEET
[19 empty] | From | To | Multiply by
Customer |  |  | OMVP | [6 empty] | Proj No |  |  |  | PRJ-001030 |  |  |  |  | lb/MMBtu | lb/106 scf | 1020
Project Title |  |  | OMV Neptun BAT Study & ESIA | [6 empty] | Calc No | [8 empty] | lb | kg | 0.454
Calculation Title |  |  | Emissions Inventory | [6 empty] | Phase/CTR |  |  |  | Normal Operations |  |  |  |  | scf | Sm3 | 0.028373
Elec File Location | [18 empty] | lb/106 scf | kg/106 Sm3 | #REF!
[19 empty] | MJ | Btu | 947
Project File Location | [9 empty] | Page | [8 empty] | L | Sm3 | 0.001
Venting - Filter Replacement (Venting) | [18 empty] | MMBTU | MJ | 1055.9662
#REF!
Fuel Gas: |  | Fugitive Emissions | [5 empty] | Occurs twice per year over a period of 20 mins to change out filters and drain separator. 40 times over field life in total 48te. 1.2 te per year.
Compositions |  | Mole Fraction |  | Mass Fraction |  | Compositional Vent Products
[16 empty] | Reactant | [5 empty] | Combustion Air |  | Products
Component |  | gmol | MW | kg/kg |  | kg/h | tpa | [8 empty] | C | H | O | N | S | MW | O2 | N2 | CO2 | H2O | N2 | SO2 |  | Fuel Gas | Acid Gas
H2 |  | 0 |  |  |  | 0 | [10 empty] | 2 |  |  |  | 2.016 | 0.5 | 1.881 | 0 | 1 | 1.881 | 0 | Nitrogen | 0.0142 | 0.0003
CH4 |  | 0.9963 | 16.043 | 15.9836 | 0.99104 | 0.13567 | 1.1892 | [8 empty] | 1 | 4 |  |  |  | 16.042 | 2 | 7.5238 | 1 | 2 | 7.5238 | 0 | CO2 | 0.0096 | 0.7754
C2H4 |  | 0 |  |  |  | 0 |  |  |  |  | 0.13689 | kg/h |  |  |  | 2 | 4 |  |  |  | 28.052 | 3 | 11.2857 | 2 | 2 | 11.2857 | 0 | Methane | 0.605 | 0.0143
C2H6 |  | 0.0007 | 30.07 | 0.021049 | 0.0013051 | 0.00017866 | 0.0015661 |  |  | 1800 | kg/h | for | 20 | min | peak load is 14855.6 kg/h | 2 | 6 |  |  |  | 30.068 | 3.5 | 13.1667 | 2 | 3 | 13.1667 | 0 | Ethane | 0.1752 | 0.0019
C3H6 |  | 0 |  |  |  | 0 | [6 empty] | 0.33333 | h | per event | 3 | 6 |  |  |  | 42.078 | 4.5 | 16.9286 | 3 | 3 | 16.9286 | 0 | Propane | 0.1139 | 0.0036
C3H8 |  | 0.0002 | 44.097 | 0.0088194 | 0.00054683 | 7.4857e-05 | 0.0006562 | [5 empty] | 2 | times a year |  | 3 | 8 |  |  |  | 44.094 | 5 | 18.8095 | 3 | 4 | 18.8095 | 0 | i-Butane | 0.0171 | 0.001
iC4H8 |  | 0 |  |  |  | 0 | [9 empty] | 4 | 8 |  |  |  | 56.104 | 6 | 22.5714 | 4 | 4 | 22.5714 | 0 | n-Butane | 0.0459 | 0.0024
iC4H10 |  | 0.0001 | 58.123 | 0.0058123 | 0.00036038 | 4.9333e-05 | 0.00043246 | [8 empty] | 4 | 10 |  |  |  | 58.12 | 6.5 | 24.4524 | 4 | 5 | 24.4524 | 0 | i-Pentane | 0.0082 | 0.0016
nC4H10 |  | 0 |  |  |  | 0 |  |  | Stream 9 HP Flare & LP Flare | [6 empty] | 4 | 10 |  |  |  | 58.12 | 6.5 | 24.4524 | 4 | 5 | 24.4524 | 0 | 22-Mpropane | 0.0002 | 0
iC5H12 |  | 0.0001 | 72.15 | 0.007215 | 0.00044735 | 6.1239e-05 | 0.00053682 | [8 empty] | 5 | 12 |  |  |  | 72.146 | 8 | 30.0952 | 5 | 6 | 30.0952 | 0 | n-Pentane | 0.0089 | 0.0019
nC5H12 |  | 0.0001 | 72.15 | 0.007215 | 0.00044735 | 6.1239e-05 | 0.00053682 | [8 empty] | 5 | 12 |  |  |  | 72.146 | 8 | 30.0952 | 5 | 6 | 30.0952 | 0 | Benzene | 0.0002 | 0.0003
nC6H14 |  | 0.0002 | 86.177 | 0.017235 | 0.0010686 | 0.00014629 | 0.0012824 | [8 empty] | 6 | 14 |  |  |  | 86.172 | 9.5 | 35.7381 | 6 | 7 | 35.7381 | 0 | Toluene | 0 | 0.0005
He |  | 0 |  |  |  | 0 | [14 empty] | 4.003 | [6 empty] | E-Benzene | 0 | 0.0001
H2S |  | 0 |  |  |  | 0 | [10 empty] | 2 |  |  | 1 | 34.016 | 1.5 | 5.6429 | 0 | 1 | 5.6429 | 1 | m-Xylene | 0 | 0.0004
O2 |  | 0 |  |  | 0 | 0 | [11 empty] | 2 |  |  | 32 | 0 | 0 | 0 | 0 | 0 | 0 | o-Xylene | 0 | 0.0002
N2 |  | 0.0015 | 28.0135 | 0.04202 | 0.0026054 | 0.00035666 | 0.0031265 | [11 empty] | 2 |  | 28 | 0 | 0 | 0 | 0 | 1 | 0 | C6* | 0.0015 | 0
CO |  | 0 |  |  |  | 0 | [9 empty] | 1 |  | 1 |  |  | 28.01 | [6 empty] | C7-10* | 0.0001 | 0
CO2 |  | 0.0008 | 44.01 | 0.035208 | 0.002183 | 0.00029884 | 0.0026196 | [8 empty] | 1 |  | 2 |  |  | 44.01 | [6 empty] | C11-15* | 0 | 0
NO2 |  | 0 |  |  |  | 0 | [11 empty] | 2 | 1 |  | 46 | [6 empty] | C16-20* | 0 | 0
SO2 |  | 0 |  |  |  | 0 | [11 empty] | 2 |  | 1 | 64 | [6 empty] | C21-25* | 0 | 0
H2O |  | 0 |  |  |  | 0 | [10 empty] | 2 | 1 |  |  | 18.016 | [6 empty] | C26-29* | 0 | 0
Total |  | 1 | 6106.139 | 16.1282 | 0 | 0.13689 | 1.2 | [20 empty] | C30-35* | 0 | 0
NOTES:
1. | Properties obtained from HMB stream 9 [Ref 1]. | [26 empty] | C16-20_1* | 0 | 0
2. | Flowrate taken from ESIA Emissions Assumptions List [Ref 2]. | [26 empty] | C21-25_1* | 0 | 0
3. | [27 empty] | C26-29_1* | 0 | 0
4.
5. | [27 empty] | C36+_1* | 0 | 0
[28 empty] | C6_2* | 0.0003 | 0
[28 empty] | C7-10_2* | 0 | 0
[28 empty] | C11-15_2* | 0 | 0
[28 empty] | C16-20_2* | 0 | 0
[28 empty] | C21-25_3* | 0 | 0
[28 empty] | C26-29_2* | 0 | 0
[28 empty] | C30-35_2* | 0 | 0
[28 empty] | C36+_2* | 0 | 0
[28 empty] | H2O | 0.0001 | 0.1753

## OV IPC
CALCULATION SHEET
[19 empty] | From | To | Multiply by
Customer |  |  | OMVP | [6 empty] | Proj No |  |  |  | PRJ-001030 |  |  |  |  | lb/MMBtu | lb/106 scf | 1020
Project Title |  |  | OMV Neptun BAT Study & ESIA | [6 empty] | Calc No | [8 empty] | lb | kg | 0.454
Calculation Title |  |  | Emissions Inventory | [6 empty] | Phase/CTR |  |  |  | Normal Operations |  |  |  |  | scf | Sm3 | 0.028373
Elec File Location | [18 empty] | lb/106 scf | kg/106 Sm3 | #REF!
[19 empty] | MJ | Btu | 947
Project File Location | [9 empty] | Page | [8 empty] | L | Sm3 | 0.001
Venting - Inspection Pigging Calibration (Venting) | [18 empty] | MMBTU | MJ | 1055.9662
#REF!
Fuel Gas: |  | Fugitive Emissions | [5 empty] | Occurs Annualy for the first two years and once every 4 years after that based on RBI (together with TAR) over a 20 minute duration. 2 times at early field life in total 0.38te and 0.19 te per event.
Compositions |  | Mole Fraction |  | Mass Fraction |  | Compositional Vent Products
[16 empty] | Reactant | [5 empty] | Combustion Air |  | Products
Component |  | gmol | MW | kg/kg |  | kg/h | tpa | [8 empty] | C | H | O | N | S | MW | O2 | N2 | CO2 | H2O | N2 | SO2 |  | Fuel Gas | Acid Gas
H2 |  | 0 |  |  |  | 0 | [10 empty] | 2 |  |  |  | 2.016 | 0.5 | 1.881 | 0 | 1 | 1.881 | 0 | Nitrogen | 0.0142 | 0.0003
CH4 |  | 0.9963 | 16.043 | 15.9836 | 0.99104 | 0.02148 | 0.1883 | [8 empty] | 1 | 4 |  |  |  | 16.042 | 2 | 7.5238 | 1 | 2 | 7.5238 | 0 | CO2 | 0.0096 | 0.7754
C2H4 |  | 0 |  |  |  | 0 |  |  |  |  | 0.021675 | kg/h |  |  |  | 2 | 4 |  |  |  | 28.052 | 3 | 11.2857 | 2 | 2 | 11.2857 | 0 | Methane | 0.605 | 0.0143
C2H6 |  | 0.0007 | 30.07 | 0.021049 | 0.0013051 | 2.8288e-05 | 0.00024797 | [8 empty] | 2 | 6 |  |  |  | 30.068 | 3.5 | 13.1667 | 2 | 3 | 13.1667 | 0 | Ethane | 0.1752 | 0.0019
C3H6 |  | 0 |  |  |  | 0 |  |  |  | 570 | kg/h |  | 20 | min | peak load is 885.3 kg/h | 3 | 6 |  |  |  | 42.078 | 4.5 | 16.9286 | 3 | 3 | 16.9286 | 0 | Propane | 0.1139 | 0.0036
C3H8 |  | 0.0002 | 44.097 | 0.0088194 | 0.00054683 | 1.1852e-05 | 0.0001039 | [5 empty] | 0.33333 | h | per event | 3 | 8 |  |  |  | 44.094 | 5 | 18.8095 | 3 | 4 | 18.8095 | 0 | i-Butane | 0.0171 | 0.001
iC4H8 |  | 0 |  |  |  | 0 | [9 empty] | 4 | 8 |  |  |  | 56.104 | 6 | 22.5714 | 4 | 4 | 22.5714 | 0 | n-Butane | 0.0459 | 0.0024
iC4H10 |  | 0.0001 | 58.123 | 0.0058123 | 0.00036038 | 7.8111e-06 | 6.8472e-05 | [8 empty] | 4 | 10 |  |  |  | 58.12 | 6.5 | 24.4524 | 4 | 5 | 24.4524 | 0 | i-Pentane | 0.0082 | 0.0016
nC4H10 |  | 0 |  |  |  | 0 |  |  | Stream 9 HP Flare & LP Flare | [6 empty] | 4 | 10 |  |  |  | 58.12 | 6.5 | 24.4524 | 4 | 5 | 24.4524 | 0 | 22-Mpropane | 0.0002 | 0
iC5H12 |  | 0.0001 | 72.15 | 0.007215 | 0.00044735 | 9.6962e-06 | 8.4997e-05 | [8 empty] | 5 | 12 |  |  |  | 72.146 | 8 | 30.0952 | 5 | 6 | 30.0952 | 0 | n-Pentane | 0.0089 | 0.0019
nC5H12 |  | 0.0001 | 72.15 | 0.007215 | 0.00044735 | 9.6962e-06 | 8.4997e-05 | [8 empty] | 5 | 12 |  |  |  | 72.146 | 8 | 30.0952 | 5 | 6 | 30.0952 | 0 | Benzene | 0.0002 | 0.0003
nC6H14 |  | 0.0002 | 86.177 | 0.017235 | 0.0010686 | 2.3163e-05 | 0.00020304 | [8 empty] | 6 | 14 |  |  |  | 86.172 | 9.5 | 35.7381 | 6 | 7 | 35.7381 | 0 | Toluene | 0 | 0.0005
He |  | 0 |  |  |  | 0 | [14 empty] | 4.003 | [6 empty] | E-Benzene | 0 | 0.0001
H2S |  | 0 |  |  |  | 0 | [10 empty] | 2 |  |  | 1 | 34.016 | 1.5 | 5.6429 | 0 | 1 | 5.6429 | 1 | m-Xylene | 0 | 0.0004
O2 |  | 0 |  |  | 0 | 0 | [11 empty] | 2 |  |  | 32 | 0 | 0 | 0 | 0 | 0 | 0 | o-Xylene | 0 | 0.0002
N2 |  | 0.0015 | 28.0135 | 0.04202 | 0.0026054 | 5.6471e-05 | 0.00049502 | [11 empty] | 2 |  | 28 | 0 | 0 | 0 | 0 | 1 | 0 | C6* | 0.0015 | 0
CO |  | 0 |  |  |  | 0 | [9 empty] | 1 |  | 1 |  |  | 28.01 | [6 empty] | C7-10* | 0.0001 | 0
CO2 |  | 0.0008 | 44.01 | 0.035208 | 0.002183 | 4.7316e-05 | 0.00041477 | [8 empty] | 1 |  | 2 |  |  | 44.01 | [6 empty] | C11-15* | 0 | 0
NO2 |  | 0 |  |  |  | 0 | [11 empty] | 2 | 1 |  | 46 | [6 empty] | C16-20* | 0 | 0
SO2 |  | 0 |  |  |  | 0 | [11 empty] | 2 |  | 1 | 64 | [6 empty] | C21-25* | 0 | 0
H2O |  | 0 |  |  |  | 0 | [10 empty] | 2 | 1 |  |  | 18.016 | [6 empty] | C26-29* | 0 | 0
Total |  | 1 | 6106.139 | 16.1282 | 0 | 0.021675 | 0.19 | [20 empty] | C30-35* | 0 | 0
NOTES:
1. | Properties obtained from HMB stream 9 [Ref 1]. | [26 empty] | C16-20_1* | 0 | 0
2. | Flowrate taken from ESIA Emissions Assumptions List [Ref 2]. | [26 empty] | C21-25_1* | 0 | 0
3. | [27 empty] | C26-29_1* | 0 | 0
4.
5. | [27 empty] | C36+_1* | 0 | 0
[28 empty] | C6_2* | 0.0003 | 0
[28 empty] | C7-10_2* | 0 | 0
[28 empty] | C11-15_2* | 0 | 0
[28 empty] | C16-20_2* | 0 | 0
[28 empty] | C21-25_3* | 0 | 0
[28 empty] | C26-29_2* | 0 | 0
[28 empty] | C30-35_2* | 0 | 0
[28 empty] | C36+_2* | 0 | 0
[28 empty] | H2O | 0.0001 | 0.1753

## OV PT
CALCULATION SHEET
[19 empty] | From | To | Multiply by
Customer |  |  | OMVP | [6 empty] | Proj No |  |  |  | PRJ-001030 |  |  |  |  | lb/MMBtu | lb/106 scf | 1020
Project Title |  |  | OMV Neptun BAT Study & ESIA | [6 empty] | Calc No | [8 empty] | lb | kg | 0.454
Calculation Title |  |  | Emissions Inventory | [6 empty] | Phase/CTR |  |  |  | Normal Operations |  |  |  |  | scf | Sm3 | 0.028373
Elec File Location | [18 empty] | lb/106 scf | kg/106 Sm3 | #REF!
[19 empty] | MJ | Btu | 947
Project File Location | [9 empty] | Page | [8 empty] | L | Sm3 | 0.001
Venting - Plant Turnaround (Venting) | [18 empty] | MMBTU | MJ | 1055.9662
#REF!
Fuel Gas: |  | Fugitive Emissions | [5 empty] | Entire onshore facility physical volume is 170m3 (in between inlet and outlet SDVs) - assumed depresurisation volume and pressure at 55 Bar - per ND-D-IO-90-PR-BPHY-0001-0001. Every 4 years aligned with SWP TAR. 5 times over field life in total 40te - 8 te per event. Relief in 40 mins.
Compositions |  | Mole Fraction |  | Mass Fraction |  | Compositional Vent Products
[16 empty] | Reactant | [5 empty] | Combustion Air |  | Products
Component |  | gmol | MW | kg/kg |  | kg/h | tpa | [8 empty] | C | H | O | N | S | MW | O2 | N2 | CO2 | H2O | N2 | SO2 |  | Fuel Gas | Acid Gas
H2 |  | 0 |  |  |  | 0 | [10 empty] | 2 |  |  |  | 2.016 | 0.5 | 1.881 | 0 | 1 | 1.881 | 0 | Nitrogen | 0.0142 | 0.0003
CH4 |  | 0.9963 | 16.043 | 15.9836 | 0.99104 | 0.90444 | 7.9283 | [8 empty] | 1 | 4 |  |  |  | 16.042 | 2 | 7.5238 | 1 | 2 | 7.5238 | 0 | CO2 | 0.0096 | 0.7754
C2H4 |  | 0 |  |  |  | 0 |  |  |  |  | 0.91262 | kg/h |  |  |  | 2 | 4 |  |  |  | 28.052 | 3 | 11.2857 | 2 | 2 | 11.2857 | 0 | Methane | 0.605 | 0.0143
C2H6 |  | 0.0007 | 30.07 | 0.021049 | 0.0013051 | 0.0011911 | 0.010441 | [8 empty] | 2 | 6 |  |  |  | 30.068 | 3.5 | 13.1667 | 2 | 3 | 13.1667 | 0 | Ethane | 0.1752 | 0.0019
C3H6 |  | 0 |  |  |  | 0 |  |  | 12000 | kg/h |  | 40 | min |  | peak load is 14855.6 kg/h | 3 | 6 |  |  |  | 42.078 | 4.5 | 16.9286 | 3 | 3 | 16.9286 | 0 | Propane | 0.1139 | 0.0036
C3H8 |  | 0.0002 | 44.097 | 0.0088194 | 0.00054683 | 0.00049905 | 0.0043746 |  |  |  |  | 0.66667 | h |  | per event | 3 | 8 |  |  |  | 44.094 | 5 | 18.8095 | 3 | 4 | 18.8095 | 0 | i-Butane | 0.0171 | 0.001
iC4H8 |  | 0 |  |  |  | 0 | [9 empty] | 4 | 8 |  |  |  | 56.104 | 6 | 22.5714 | 4 | 4 | 22.5714 | 0 | n-Butane | 0.0459 | 0.0024
iC4H10 |  | 0.0001 | 58.123 | 0.0058123 | 0.00036038 | 0.00032889 | 0.002883 | [8 empty] | 4 | 10 |  |  |  | 58.12 | 6.5 | 24.4524 | 4 | 5 | 24.4524 | 0 | i-Pentane | 0.0082 | 0.0016
nC4H10 |  | 0 |  |  |  | 0 |  |  | Stream 9 HP Flare & LP Flare | [6 empty] | 4 | 10 |  |  |  | 58.12 | 6.5 | 24.4524 | 4 | 5 | 24.4524 | 0 | 22-Mpropane | 0.0002 | 0
iC5H12 |  | 0.0001 | 72.15 | 0.007215 | 0.00044735 | 0.00040826 | 0.0035788 | [8 empty] | 5 | 12 |  |  |  | 72.146 | 8 | 30.0952 | 5 | 6 | 30.0952 | 0 | n-Pentane | 0.0089 | 0.0019
nC5H12 |  | 0.0001 | 72.15 | 0.007215 | 0.00044735 | 0.00040826 | 0.0035788 | [8 empty] | 5 | 12 |  |  |  | 72.146 | 8 | 30.0952 | 5 | 6 | 30.0952 | 0 | Benzene | 0.0002 | 0.0003
nC6H14 |  | 0.0002 | 86.177 | 0.017235 | 0.0010686 | 0.00097527 | 0.0085492 | [8 empty] | 6 | 14 |  |  |  | 86.172 | 9.5 | 35.7381 | 6 | 7 | 35.7381 | 0 | Toluene | 0 | 0.0005
He |  | 0 |  |  |  | 0 | [14 empty] | 4.003 | [6 empty] | E-Benzene | 0 | 0.0001
H2S |  | 0 |  |  |  | 0 | [10 empty] | 2 |  |  | 1 | 34.016 | 1.5 | 5.6429 | 0 | 1 | 5.6429 | 1 | m-Xylene | 0 | 0.0004
O2 |  | 0 |  |  | 0 | 0 | [11 empty] | 2 |  |  | 32 | 0 | 0 | 0 | 0 | 0 | 0 | o-Xylene | 0 | 0.0002
N2 |  | 0.0015 | 28.0135 | 0.04202 | 0.0026054 | 0.0023777 | 0.020843 | [11 empty] | 2 |  | 28 | 0 | 0 | 0 | 0 | 1 | 0 | C6* | 0.0015 | 0
CO |  | 0 |  |  |  | 0 | [9 empty] | 1 |  | 1 |  |  | 28.01 | [6 empty] | C7-10* | 0.0001 | 0
CO2 |  | 0.0008 | 44.01 | 0.035208 | 0.002183 | 0.0019922 | 0.017464 | [8 empty] | 1 |  | 2 |  |  | 44.01 | [6 empty] | C11-15* | 0 | 0
NO2 |  | 0 |  |  |  | 0 | [11 empty] | 2 | 1 |  | 46 | [6 empty] | C16-20* | 0 | 0
SO2 |  | 0 |  |  |  | 0 | [11 empty] | 2 |  | 1 | 64 | [6 empty] | C21-25* | 0 | 0
H2O |  | 0 |  |  |  | 0 | [10 empty] | 2 | 1 |  |  | 18.016 | [6 empty] | C26-29* | 0 | 0
Total |  | 1 | 6106.139 | 16.1282 | 0 | 0.91262 | 8 | [20 empty] | C30-35* | 0 | 0
NOTES:
1. | Properties obtained from HMB stream 9 [Ref 1]. | [26 empty] | C16-20_1* | 0 | 0
2. | Flowrate taken from ESIA Emissions Assumptions List [Ref 2]. | [26 empty] | C21-25_1* | 0 | 0
3. | [27 empty] | C26-29_1* | 0 | 0
4.
5. | [27 empty] | C36+_1* | 0 | 0
[28 empty] | C6_2* | 0.0003 | 0
[28 empty] | C7-10_2* | 0 | 0
[28 empty] | C11-15_2* | 0 | 0
[28 empty] | C16-20_2* | 0 | 0
[28 empty] | C21-25_3* | 0 | 0
[28 empty] | C26-29_2* | 0 | 0
[28 empty] | C30-35_2* | 0 | 0
[28 empty] | C36+_2* | 0 | 0
[28 empty] | H2O | 0.0001 | 0.1753

## OV PSVL
CALCULATION SHEET
[16 empty] | From | To | Multiply by
Customer |  |  | OMVP | [5 empty] | Proj No |  |  | PRJ-001030 |  |  |  | lb/MMBtu | lb/106 scf | 1020
Project Title |  |  | OMV Neptun BAT Study & ESIA | [5 empty] | Calc No | [6 empty] | lb | kg | 0.454
Calculation Title |  |  | Emissions Inventory | [5 empty] | Phase/CTR |  |  | Normal Operations |  |  |  | scf | Sm3 | 0.028373
Elec File Location | [15 empty] | lb/106 scf | kg/106 Sm3 | #REF!
[16 empty] | MJ | Btu | 947
Project File Location | [8 empty] | Page | [6 empty] | L | Sm3 | 0.001
Fugitive Emissions - PSV Leakage (venting) | [15 empty] | MMBTU | MJ | 1055.9662
#REF!
Fuel Gas: |  | Fugitive Emissions
Compositions |  | Mole Fraction |  | Mass Fraction |  | Compositional Vent Products
[13 empty] | Reactant | [5 empty] | Combustion Air |  | Products
Component |  | gmol | MW | kg/kg |  | kg/h | tpa | [5 empty] | C | H | O | N | S | MW | O2 | N2 | CO2 | H2O | N2 | SO2 |  | Fuel Gas | Acid Gas
H2 |  | 0 |  |  |  | 0 | [7 empty] | 2 |  |  |  | 2.016 | 0.5 | 1.881 | 0 | 1 | 1.881 | 0 | Nitrogen | 0.0142 | 0.0003
CH4 |  | 0.9963 | 16.043 | 15.9836 | 0.99104 | 0.012436 | 0.10901 | [5 empty] | 1 | 4 |  |  |  | 16.042 | 2 | 7.5238 | 1 | 2 | 7.5238 | 0 | CO2 | 0.0096 | 0.7754
C2H4 |  | 0 |  |  |  | 0 |  |  |  | 0.012548 | kg/h |  | 2 | 4 |  |  |  | 28.052 | 3 | 11.2857 | 2 | 2 | 11.2857 | 0 | Methane | 0.605 | 0.0143
C2H6 |  | 0.0007 | 30.07 | 0.021049 | 0.0013051 | 1.6377e-05 | 0.00014356 | [5 empty] | 2 | 6 |  |  |  | 30.068 | 3.5 | 13.1667 | 2 | 3 | 13.1667 | 0 | Ethane | 0.1752 | 0.0019
C3H6 |  | 0 |  |  |  | 0 | [6 empty] | 3 | 6 |  |  |  | 42.078 | 4.5 | 16.9286 | 3 | 3 | 16.9286 | 0 | Propane | 0.1139 | 0.0036
C3H8 |  | 0.0002 | 44.097 | 0.0088194 | 0.00054683 | 6.8619e-06 | 6.0151e-05 | [5 empty] | 3 | 8 |  |  |  | 44.094 | 5 | 18.8095 | 3 | 4 | 18.8095 | 0 | i-Butane | 0.0171 | 0.001
iC4H8 |  | 0 |  |  |  | 0 | [6 empty] | 4 | 8 |  |  |  | 56.104 | 6 | 22.5714 | 4 | 4 | 22.5714 | 0 | n-Butane | 0.0459 | 0.0024
iC4H10 |  | 0.0001 | 58.123 | 0.0058123 | 0.00036038 | 4.5222e-06 | 3.9642e-05 | [5 empty] | 4 | 10 |  |  |  | 58.12 | 6.5 | 24.4524 | 4 | 5 | 24.4524 | 0 | i-Pentane | 0.0082 | 0.0016
nC4H10 |  | 0 |  |  |  | 0 |  | Stream 9 HP Flare & LP Flare |  |  |  |  | 4 | 10 |  |  |  | 58.12 | 6.5 | 24.4524 | 4 | 5 | 24.4524 | 0 | 22-Mpropane | 0.0002 | 0
iC5H12 |  | 0.0001 | 72.15 | 0.007215 | 0.00044735 | 5.6136e-06 | 4.9209e-05 | [5 empty] | 5 | 12 |  |  |  | 72.146 | 8 | 30.0952 | 5 | 6 | 30.0952 | 0 | n-Pentane | 0.0089 | 0.0019
nC5H12 |  | 0.0001 | 72.15 | 0.007215 | 0.00044735 | 5.6136e-06 | 4.9209e-05 | Leakage occuring across valve seats of PSV's The PSV's are expected to be 'leak tight' as they will be tested and replaced in service if lifted to confirm reseating Based on Leakage Class - V. To be confirmed during EPC phase For simplicity PSV's also assumed to be Class V 3 x 40E50 PSV (Heaters), 2 x 80J100 PSV (Filter Separator - one in operation and one isolated, in stand-by) - only the live one is considered in the calculation PSV's assumed for this exercise as yet to be sized. Emissions on an Annual basis (100% margin on preliinary estimate as Class V is liquid based testing, not gas emission based) = 0.11 te/year. |  |  |  |  | 5 | 12 |  |  |  | 72.146 | 8 | 30.0952 | 5 | 6 | 30.0952 | 0 | Benzene | 0.0002 | 0.0003
nC6H14 |  | 0.0002 | 86.177 | 0.017235 | 0.0010686 | 1.341e-05 | 0.00011755 | [5 empty] | 6 | 14 |  |  |  | 86.172 | 9.5 | 35.7381 | 6 | 7 | 35.7381 | 0 | Toluene | 0 | 0.0005
He |  | 0 |  |  |  | 0 | [11 empty] | 4.003 | [6 empty] | E-Benzene | 0 | 0.0001
H2S |  | 0 |  |  |  | 0 | [7 empty] | 2 |  |  | 1 | 34.016 | 1.5 | 5.6429 | 0 | 1 | 5.6429 | 1 | m-Xylene | 0 | 0.0004
O2 |  | 0 |  |  | 0 | 0 | [8 empty] | 2 |  |  | 32 | 0 | 0 | 0 | 0 | 0 | 0 | o-Xylene | 0 | 0.0002
N2 |  | 0.0015 | 28.0135 | 0.04202 | 0.0026054 | 3.2694e-05 | 0.00028659 | [8 empty] | 2 |  | 28 | 0 | 0 | 0 | 0 | 1 | 0 | C6* | 0.0015 | 0
CO |  | 0 |  |  |  | 0 | [6 empty] | 1 |  | 1 |  |  | 28.01 | [6 empty] | C7-10* | 0.0001 | 0
CO2 |  | 0.0008 | 44.01 | 0.035208 | 0.002183 | 2.7393e-05 | 0.00024013 | [5 empty] | 1 |  | 2 |  |  | 44.01 | [6 empty] | C11-15* | 0 | 0
NO2 |  | 0 |  |  |  | 0 | [8 empty] | 2 | 1 |  | 46 | [6 empty] | C16-20* | 0 | 0
SO2 |  | 0 |  |  |  | 0 | [8 empty] | 2 |  | 1 | 64 | [6 empty] | C21-25* | 0 | 0
H2O |  | 0 |  |  |  | 0 | [7 empty] | 2 | 1 |  |  | 18.016 | [6 empty] | C26-29* | 0 | 0
Total |  | 1 | 6106.139 | 16.1282 | 0 | 0.012548 | 0.11 | [17 empty] | C30-35* | 0 | 0
NOTES:
1. | Properties obtained from HMB stream 9 [Ref 1]. | [23 empty] | C16-20_1* | 0 | 0
2. | Flowrate taken from ESIA Emissions Assumptions List [Ref 2]. | [23 empty] | C21-25_1* | 0 | 0
3. | [24 empty] | C26-29_1* | 0 | 0
4.
5. | [24 empty] | C36+_1* | 0 | 0
[25 empty] | C6_2* | 0.0003 | 0
[25 empty] | C7-10_2* | 0 | 0
[25 empty] | C11-15_2* | 0 | 0
[25 empty] | C16-20_2* | 0 | 0
[25 empty] | C21-25_3* | 0 | 0
[25 empty] | C26-29_2* | 0 | 0
[25 empty] | C30-35_2* | 0 | 0
[25 empty] | C36+_2* | 0 | 0
[25 empty] | H2O | 0.0001 | 0.1753

## O FE
CALCULATION SHEET
[16 empty] | From | To | Multiply by
Customer |  |  | OMVP | [5 empty] | Proj No |  |  | PRJ-001030 |  |  |  | lb/MMBtu | lb/106 scf | 1020
Project Title |  |  | OMV Neptun BAT Study & ESIA | [5 empty] | Calc No | [6 empty] | lb | kg | 0.454
Calculation Title |  |  | Emissions Inventory | [5 empty] | Phase/CTR |  |  | Normal Operations |  |  |  | scf | Sm3 | 0.028373
Elec File Location | [15 empty] | lb/106 scf | kg/106 Sm3 | #REF!
[16 empty] | MJ | Btu | 947
Project File Location | [8 empty] | Page | [6 empty] | L | Sm3 | 0.001
Fugitive Emissions (Venting) | [15 empty] | MMBTU | MJ | 1055.9662
#REF!
Fuel Gas: |  | Fugitive Emissions
Compositions |  | Mole Fraction |  | Mass Fraction |  | Compositional Vent Products
[13 empty] | Reactant | [5 empty] | Combustion Air |  | Products
Component |  | gmol | MW | kg/kg |  | kg/h | tpa | [5 empty] | C | H | O | N | S | MW | O2 | N2 | CO2 | H2O | N2 | SO2 |  | Fuel Gas | Acid Gas
H2 |  | 0 |  |  |  | 0 | [7 empty] | 2 |  |  |  | 2.016 | 0.5 | 1.881 | 0 | 1 | 1.881 | 0 | Nitrogen | 0.0142 | 0.0003
CH4 |  | 0.9963 | 16.043 | 15.9836 | 0.99104 | 0.028264 | 0.24776 | [5 empty] | 1 | 4 |  |  |  | 16.042 | 2 | 7.5238 | 1 | 2 | 7.5238 | 0 | CO2 | 0.0096 | 0.7754
C2H4 |  | 0 |  |  |  | 0 |  |  |  | 0.028519 | kg/h |  | 2 | 4 |  |  |  | 28.052 | 3 | 11.2857 | 2 | 2 | 11.2857 | 0 | Methane | 0.605 | 0.0143
C2H6 |  | 0.0007 | 30.07 | 0.021049 | 0.0013051 | 3.7221e-05 | 0.00032628 | [5 empty] | 2 | 6 |  |  |  | 30.068 | 3.5 | 13.1667 | 2 | 3 | 13.1667 | 0 | Ethane | 0.1752 | 0.0019
C3H6 |  | 0 |  |  |  | 0 | [6 empty] | 3 | 6 |  |  |  | 42.078 | 4.5 | 16.9286 | 3 | 3 | 16.9286 | 0 | Propane | 0.1139 | 0.0036
C3H8 |  | 0.0002 | 44.097 | 0.0088194 | 0.00054683 | 1.5595e-05 | 0.00013671 | [5 empty] | 3 | 8 |  |  |  | 44.094 | 5 | 18.8095 | 3 | 4 | 18.8095 | 0 | i-Butane | 0.0171 | 0.001
iC4H8 |  | 0 |  |  |  | 0 | [6 empty] | 4 | 8 |  |  |  | 56.104 | 6 | 22.5714 | 4 | 4 | 22.5714 | 0 | n-Butane | 0.0459 | 0.0024
iC4H10 |  | 0.0001 | 58.123 | 0.0058123 | 0.00036038 | 1.0278e-05 | 9.0095e-05 | [5 empty] | 4 | 10 |  |  |  | 58.12 | 6.5 | 24.4524 | 4 | 5 | 24.4524 | 0 | i-Pentane | 0.0082 | 0.0016
nC4H10 |  | 0 |  |  |  | 0 |  | Stream 9 HP Flare & LP Flare |  |  |  |  | 4 | 10 |  |  |  | 58.12 | 6.5 | 24.4524 | 4 | 5 | 24.4524 | 0 | 22-Mpropane | 0.0002 | 0
iC5H12 |  | 0.0001 | 72.15 | 0.007215 | 0.00044735 | 1.2758e-05 | 0.00011184 | [5 empty] | 5 | 12 |  |  |  | 72.146 | 8 | 30.0952 | 5 | 6 | 30.0952 | 0 | n-Pentane | 0.0089 | 0.0019
nC5H12 |  | 0.0001 | 72.15 | 0.007215 | 0.00044735 | 1.2758e-05 | 0.00011184 | The current estimate of flanges is c.200. Each flange has an acceptable leak rate of <1.4m3/yr The number of flanges at the final count may increase. Fugitive emissions from flange leakage are not contained within the SWP Flare systems and therefore will not be combusted upon release. These emissions should be treated as uncombusted CH4 and the relevant Greenhouse Gas factor applied in relation to CO2 emissions = 0.25 te/year. |  |  |  |  | 5 | 12 |  |  |  | 72.146 | 8 | 30.0952 | 5 | 6 | 30.0952 | 0 | Benzene | 0.0002 | 0.0003
nC6H14 |  | 0.0002 | 86.177 | 0.017235 | 0.0010686 | 3.0477e-05 | 0.00026716 | [5 empty] | 6 | 14 |  |  |  | 86.172 | 9.5 | 35.7381 | 6 | 7 | 35.7381 | 0 | Toluene | 0 | 0.0005
He |  | 0 |  |  |  | 0 | [11 empty] | 4.003 | [6 empty] | E-Benzene | 0 | 0.0001
H2S |  | 0 |  |  |  | 0 | [7 empty] | 2 |  |  | 1 | 34.016 | 1.5 | 5.6429 | 0 | 1 | 5.6429 | 1 | m-Xylene | 0 | 0.0004
O2 |  | 0 |  |  | 0 | 0 | [8 empty] | 2 |  |  | 32 | 0 | 0 | 0 | 0 | 0 | 0 | o-Xylene | 0 | 0.0002
N2 |  | 0.0015 | 28.0135 | 0.04202 | 0.0026054 | 7.4304e-05 | 0.00065135 | [8 empty] | 2 |  | 28 | 0 | 0 | 0 | 0 | 1 | 0 | C6* | 0.0015 | 0
CO |  | 0 |  |  |  | 0 | [6 empty] | 1 |  | 1 |  |  | 28.01 | [6 empty] | C7-10* | 0.0001 | 0
CO2 |  | 0.0008 | 44.01 | 0.035208 | 0.002183 | 6.2258e-05 | 0.00054575 | [5 empty] | 1 |  | 2 |  |  | 44.01 | [6 empty] | C11-15* | 0 | 0
NO2 |  | 0 |  |  |  | 0 | [8 empty] | 2 | 1 |  | 46 | [6 empty] | C16-20* | 0 | 0
SO2 |  | 0 |  |  |  | 0 | [8 empty] | 2 |  | 1 | 64 | [6 empty] | C21-25* | 0 | 0
H2O |  | 0 |  |  |  | 0 | [7 empty] | 2 | 1 |  |  | 18.016 | [6 empty] | C26-29* | 0 | 0
Total |  | 1 | 6106.139 | 16.1282 | 0 | 0.028519 | 0.25 | [17 empty] | C30-35* | 0 | 0
NOTES:
1. | Properties obtained from HMB stream 9 [Ref 1]. | [23 empty] | C16-20_1* | 0 | 0
2. | Flowrate taken from ESIA Emissions Assumptions List [Ref 2]. | [23 empty] | C21-25_1* | 0 | 0
3. | [24 empty] | C26-29_1* | 0 | 0
4.
5. | [24 empty] | C36+_1* | 0 | 0
[25 empty] | C6_2* | 0.0003 | 0
[25 empty] | C7-10_2* | 0 | 0
[25 empty] | C11-15_2* | 0 | 0
[25 empty] | C16-20_2* | 0 | 0
[25 empty] | C21-25_3* | 0 | 0
[25 empty] | C26-29_2* | 0 | 0
[25 empty] | C30-35_2* | 0 | 0
[25 empty] | C36+_2* | 0 | 0
[25 empty] | H2O | 0.0001 | 0.1753

## O V
CALCULATION SHEET
Customer |  | OMVP | [5 empty] | Proj No |  | #REF!
Project Title |  | OMV Neptun BAT Study & ESIA | [5 empty] | Calc No
Calculation Title |  | Emissions Inventory | [5 empty] | Phase/CTR |  | Onshore
Elec File Location | [7 empty] | Page
Project File Location
Transportation Emissions (Diesel and Petrol usage)
Emissions Factors: |  |  | Combined hot exhaust and cold start emission factors, by vehicle type (for VOCs, the factor also includes evaporative emissions) Table 3
|  |  |  | Rigid HGVs | Diesel cars | Petrol cars | Petrol LGV | Diesel LGV | Acrtic HGV | Buses
NOx |  | g/km |  | 1.3996 | 0.57311 | 0.081662 | 0.10407 | 1.241 | 0.69329 | 3.1193
PM10 |  | g/km |  | 0.020314 | 0.011043 | 0.0013223 | 0.001656 | 0.01761 | 0.012804 | 0.03647
PM2.5 |  | g/km |  | 0.020314 | 0.011043 | 0.0013223 | 0.001656 | 0.01761 | 0.012804 | 0.03647
CO |  | g/km |  | 0.47205 | 0.054562 | 0.87073 | 1.8204 | 0.13128 | 0.38889 | 0.91647
VOC |  | g/km |  | 0.033365 | 0.011312 | 0.092099 | 0.078331 | 0.034171 | 0.025433 | 0.06139
NH3 |  | g/km |  | 0.0085772 | 0.00341 | 0.01518 | 0.019904 | 0.0029132 | 0.0091149 | 0.003
SO2 |  | g/km |  | 0.0028872 | 0.00077234 | 0.00051978 | 0.0006904 | 0.0011104 | 0.0038509 | 0.0039482
C6H6 |  | g/km |  | 2.3355e-05 | 0.00022397 | 0.0022273 | 0.0022891 | 0.00067659 | 1.7803e-05 | 4.2973e-05
N2O |  | g/km |  | 0.032967 | 0.0065915 | 0.0013903 | 0.0024671 | 0.0065825 | 0.055526 | 0.032727
CO2 |  | g/km |  | 922.49 | 3.2 | 3.2
Emissions: |  |  | laden |  | Diesel cars | Petrol Cars |  |  |  |  | Total
km per year |  | km/yr |  |  | 10957.5 | 10957.5
km per day |  | km/day |  |  | 30 | 30
NOx |  | tpa | 100% |  | 0.0062799 | 0.00089481 |  |  |  |  | 0.0071747
CO |  | tpa | 100% |  | 0.00059786 | 0.0095411 |  |  |  |  | 0.010139
PM10 |  | tpa | 100% |  | 0.000121 | 1.4489e-05 |  |  |  |  | 0.00013549
CH4 |  | tpa | - |  | - | - |  |  |  |  | 0
VOC |  | tpa | 100% |  | 0.00012395 | 0.0010092 |  |  |  |  | 0.0011331
SO2 |  | tpa | 100% |  | 8.4629e-06 | 5.6955e-06 |  |  |  |  | 1.4158e-05
N2O |  | tpa | 100% |  | 7.2227e-05 | 1.5234e-05 |  |  |  |  | 8.7461e-05
CO2 |  | tpa | 100% |  | 0.035064 | 0.035064 |  |  |  |  | 0.070128
Notes:
1. | Emission factors combined cold start / exhaust taken from Table 3 [Ref 4].
2. | Crew car travels 60km per day for 365 days per year [Ref 2].
3. | Assuming 50% of crew cars in Romania use diesel and 50% use petrol.
4.
4.
5.
6.

## CO2eEF
EMISSION FACTORS WORKSHEET for Max Flow 790 End Case | [7 empty] | INPUT |  |  | Fuel Gas System |  | HP Flare & LP Flare |  | LP Flare PW Degasser
[8 empty] | RESULTS |  |  |  |  | TEG Regen
EMISSION FACTORS - BASED ON FUEL GAS COMPOSITION | [9 empty] | Stream Number | Stream 11 |  | Stream 9 |  | Stream 13
| Fuel gas |  | mol % | mwt | 1/gmol | mass% | CO2 fac. | CO2 EF (kg/kg) |  | Stream Name | Dry Gas to NGMS |  | TEG Contactor Gas Outlet |  | Gas Outlet from PW Degasser
| Hydrogen | H2 | 0 | 2.016 | 0 | 0% | 0 | 0 |  | Vapour Fraction | 1 |  | 1 |  | 1
| Nitrogen | N2 | 0.15 | 28.013 | 0.04202 | 0.2605% | 0 | 0 |  | Temperature oC | 24.98 |  | 26.18 |  | 147.1
| Oxygen | O2 | 0 | 31.999 | 0 | 0% | 0 | 0 |  | Pressure Barg | 82 |  | 85.29 |  | 25
| Water | H2O | 0 | 18.015 | 0 | 0% | 0 | 0 |  | Molar Flow | 39205.75 |  | 39345.35
| Carbon monoxide | CO | 0 | 28.01 | 0 | 0% | 0 | 0 |  | Mass Flow | 632146.15 |  | 634397.17 |  | 151.8
| Carbon dioxide | CO2 | 0.08 | 44.01 | 0.035208 | 0.2183% | 0.99977 | 0.0021821 |  | Molar Enthalpy
| Hydrogen sulfide | H2S | 0 | 34.076 | 0 | 0% | 0 | 0 |  | ******* Vapour ********
| Sulfur dioxide | SO2 | 0 | 64.063 | 0 | 0% | 0 | 0 |  | Std Mass Density | 0.683 |  | 0.699 |  | 0.761 |  | From Hysys
| Ammonia | NH3 | 0 | 17.031 | 0 | 0% | 0 | 0 |  | Mass Flow
| Methane | C1 | 99.63 | 16.043 | 15.9836 | 99.09% | 2.7426 | 2.7176 |  | Std Gas Flow
| Ethane | C2 | 0.07 | 30.07 | 0.021049 | 0.1305% | 2.9265 | 0.0038187 |  | Actual Volume Flow
| Propane | C3 | 0.02 | 44.097 | 0.0088194 | 0.05467% | 2.9934 | 0.0016366 |  | Molecular Weight | 16.2 |  | 16.12 |  | 17.98
| n-Butane | nC4 | 0 | 58.124 | 0 | 0% | 3.028 | 0 |  | Mass Heat Capacity | 2.87 |  | 2.89 |  | 2.23
| 2-Methylpropane | iC4 | 0.01 | 58.124 | 0.0058124 | 0.03603% | 3.028 | 0.0010911 |  | Mass Density kg/m3 | 63.59 |  | 65.98 |  | 0.99
| n-Pentane | nC5 | 0.01 | 72.151 | 0.0072151 | 0.04473% | 3.0492 | 0.0013638 |  | LHV (MJ/kg) | 49.78 |  | 49.78 |  | 0.703
| 2-Methylbutane | iC5 | 0.01 | 72.151 | 0.0072151 | 0.04473% | 3.0492 | 0.0013638 |  | Thermal Conductivity | 0.04 |  | 0.04 |  | 0.03
| 22-Dimethylpropane | neoC5 | 0 | 78 | 0 | 0% | 2.8205 | 0 |  | HHV (MJ/Sm3) | 37.77 |  | 37.77 |  | 2.641
| n-Hexane | nC6 | 0 | 86.178 | 0 | 0% | 3.0634 | 0 |  | Viscosity | 0.01 |  | 0.01 |  | 0.01
| 2-Methylpentane | iC6 | 0 | 86.178 | 0 | 0% | 3.0634 | 0 |  | Component (Note 1) | Molar Fraction | Mol% | Molar Fraction | Mol% | Molar Fraction | Mol%
| Cyclohexane | iC6 | 0 | 86.178 | 0 | 0% | 3.0634 | 0 |  | Nitrogen | 0.0015 | 0.15 | 0.0015 | 0.15 | 0 | 0
| n-Heptane | nC7 | 0.02 | 100.21 | 0.020042 | 0.1242% | 3.0735 | 0.0038187 |  | CO2 | 0.0008 | 0.08 | 0.0008 | 0.08 | 0 | 0
| n-Nonane | nC9 | 0 | 128 | 0 | 0% | 3.0938 | 0 |  | Methane | 0.9963 | 99.63 | 0.9963 | 99.63 | 0.9814 | 98.14
| n-C14 | nC14 | 0 | 198 | 0 | 0% | 3.1111 | 0 |  | Ethane | 0.0007 | 0.07 | 0.0007 | 0.07 | 0 | 0
| Totals |  | 100 |  | 16.131 | Ave. mwt |  | 2.7328 | CO2 Factor-Fuel | Propane | 0.0002 | 0.02 | 0.0002 | 0.02 | 0 | 0
| RMM |  | 16.131 | [6 empty] | i-Butane | 0.0001 | 0.01 | 0.0001 | 0.01 | 0 | 0
| Density t/m3 (STP, 22.414 dm3) |  | 0.00071969 | [6 empty] | n-Butane | 0 | 0 | 0 | 0 | 0 | 0
[10 empty] | i-Pentane | 0.0001 | 0.01 | 0.0001 | 0.01 | 0 | 0
EMISSION FACTORS - BASED ON HP FLARE GAS COMPOSITION | [9 empty] | Cyclohexane | 0 | 0 | 0 | 0 | 0 | 0
| HP Flare gas |  | mol % | mwt | 1/gmol | mass% | CO2 fac. | CO2 EF (kg/kg) |  | n-Pentane | 0.0001 | 0.01 | 0.0001 | 0.01 | 0 | 0
| Hydrogen | H2 | 0 | 2.016 | 0 | 0% | 0 | 0 |  | Benzene | 0 | 0 | 0 | 0 | 0 | 0
| Nitrogen | N2 | 0.15 | 28.013 | 0.04202 | 0.2605% | 0 | 0 |  | Toluene | 0 | 0 | 0 | 0 | 0 | 0
| Oxygen | O2 | 0 | 31.999 | 0 | 0% | 0 | 0 |  | E-Benzene | 0 | 0 | 0 | 0 | 0 | 0
| Water | H2O | 0 | 18.015 | 0 | 0% | 0 | 0 |  | p-Xylene | 0 | 0 | 0 | 0 | 0 | 0
| Carbon monoxide | CO | 0 | 28.01 | 0 | 0% | 1.5709 | 0 |  | o-Xylene | 0 | 0 | 0 | 0 | 0 | 0
| Carbon dioxide | CO2 | 0.08 | 44.01 | 0.035208 | 0.2183% | 0.99977 | 0.0021825 |  | C6-8 | 0.0002 | 0.02 | 0.0002 | 0.02 | 0 | 0
| Hydrogen sulfide | H2S | 0 | 34.076 | 0 | 0% | 0 | 0 |  | C9-10 | 0 | 0 | 0 | 0 | 0 | 0
| Sulfur dioxide | SO2 | 0 | 64.063 | 0 | 0% | 0 | 0 |  | C14-15 | 0 | 0 | 0 | 0 | 0 | 0
| Ammonia | NH3 | 0 | 17.031 | 0 | 0% | 0 | 0 |  | C16-18 | 0 | 0 | 0 | 0 | 0 | 0
| Methane | C1 | 99.63 | 16.043 | 15.9836 | 99.1% | 2.7426 | 2.718 |  | C19-21 | 0 | 0 | 0 | 0 | 0 | 0
| Ethane | C2 | 0.07 | 30.07 | 0.021049 | 0.1305% | 2.9265 | 0.0038194 |  | C22-24 | 0 | 0 | 0 | 0 | 0 | 0
| Propane | C3 | 0.02 | 44.097 | 0.0088194 | 0.05468% | 2.9934 | 0.0016369 |  | C25-28 | 0 | 0 | 0 | 0 | 0 | 0
| n-Butane | nC4 | 0 | 58.124 | 0 | 0% | 3.028 | 0 |  | C29+ | 0 | 0 | 0 | 0 | 0 | 0
| 2-Methylpropane | iC4 | 0.01 | 58.124 | 0.0058124 | 0.03604% | 3.028 | 0.0010913 |  | H2O | 0 | 0 | 0 | 0 | 0.0186 | 1.86
| n-Pentane | nC5 | 0.01 | 72.151 | 0.0072151 | 0.04474% | 3.0492 | 0.0013641 |  | TOTAL | 1 | 100 | 1 | 100 | 1 | 100
| 2-Methylbutane | iC5 | 0.01 | 72.151 | 0.0072151 | 0.04474% | 3.0492 | 0.0013641
| 22-Dimethylpropane | neoC5 | 0 | 72.151 | 0 | 0% | 3.0492 | 0 |  | C6*
| n-Hexane | nC6 | 0.02 | 86.178 | 0.017236 | 0.1069% | 3.0634 | 0.0032738 |  | C7-10*
| 2-Methylpentane | iC6 | 0 | 86.178 | 0 | 0% | 3.0634 | 0 |  | C11-15*
| 3-Methylpentane | iC6 | 0 | 86.178 | 0 | 0% | 3.0634 | 0 |  | C16-20*
| 22-Dimethylbutane | iC6 | 0 | 86.178 | 0 | 0% | 3.0634 | 0 |  | C21-25*
| 23-Dimethylbutane | iC6 | 0 | 86.178 | 0 | 0% | 3.0634 | 0 |  | C26-29*
| n-Heptane | nC7 | 0 | 100.21 | 0 | 0% | 3.0735 | 0 |  | C30-35*
| Total |  | 100 |  | 16.1282 | Ave. mwt |  | 2.7328 | CO2 Factor-Flare | C36+*
| RMM |  | 16.1282 | [6 empty] | C6_1*
| Density t/m3 (STP, 22.414 dm3) |  | 0.00071956 | [6 empty] | C7-10_1*
C11-15_1*
EMISSION FACTORS - BASED ON LP FLARE GAS COMPOSITION | [9 empty] | C16-20_1*
| LP Flare gas |  | mol % | mwt | 1/gmol | mass% | CO2 fac. | CO2 EF (kg/kg) |  | C21-25_1*
| Hydrogen | H2 | 0 | 2.016 | 0 | 0% | 0 | 0 |  | C26-29_1*
| Nitrogen | N2 | 0 | 28.013 | 0 | 0% | 0 | 0 |  | C30-35_1*
| Oxygen | O2 | 0 | 31.999 | 0 | 0% | 0 | 0 |  | C36+_1*
| Water | H2O | 1.86 | 18.015 | 0.33508 | 2.084% | 0 | 0 |  | C6_2*
| Carbon monoxide | CO | 0 | 28.01 | 0 | 0% | 1.5709 | 0 |  | C7-10_2*
| Carbon dioxide | CO2 | 0 | 44.01 | 0 | 0% | 0.99977 | 0 |  | C11-15_2*
| Hydrogen sulfide | H2S | 0 | 34.076 | 0 | 0% | 0 | 0 |  | C16-20_2*
| Sulfur dioxide | SO2 | 0 | 64.063 | 0 | 0% | 0 | 0 |  | C21-25_3*
| Ammonia | NH3 | 0 | 17.031 | 0 | 0% | 0 | 0 |  | C26-29_2*
| Methane | C1 | 98.14 | 16.043 | 15.7446 | 97.92% | 2.7426 | 2.6855 |  | C30-35_2*
| Ethane | C2 | 0 | 30.07 | 0 | 0% | 2.9265 | 0 |  | C36+_2*
| Propane | C3 | 0 | 44.097 | 0 | 0% | 2.9934 | 0
| n-Butane | nC4 | 0 | 58.124 | 0 | 0% | 3.028 | 0
| 2-Methylpropane | iC4 | 0 | 58.124 | 0 | 0% | 3.028 | 0
| n-Pentane | nC5 | 0 | 72.151 | 0 | 0% | 3.0492 | 0
| 2-Methylbutane | iC5 | 0 | 72.151 | 0 | 0% | 3.0492 | 0
| 22-Dimethylpropane | neoC5 | 0 | 72.151 | 0 | 0% | 3.0492 | 0
| n-Hexane | nC6 | 0 | 86.178 | 0 | 0% | 3.0634 | 0
| 2-Methylpentane | iC6 | 0 | 86.178 | 0 | 0% | 3.0634 | 0
| 3-Methylpentane | iC6 | 0 | 86.178 | 0 | 0% | 3.0634 | 0
| 22-Dimethylbutane | iC6 | 0 | 86.178 | 0 | 0% | 3.0634 | 0
| 23-Dimethylbutane | iC6 | 0 | 86.178 | 0 | 0% | 3.0634 | 0
| n-Heptane | nC7 | 0 | 100.21 | 0 | 0% | 3.0735 | 0
| Total |  | 100 |  | 16.0797 | Ave. mwt |  | 2.6855 | CO2 Factor-Flare
| RMM |  | 16.0797
| Density t/m3 (STP, 22.414 dm3) |  | 0.00071739
EMISSION FACTORS - Diesel
3.2 | kg CO2 / kg fuel | https://www.engineeringtoolbox.com/co2-emission-fuels-d_1085.html

## Fugitive Emissions
CALCULATION SHEET
Customer |  | OMVP | Proj No
Project Title |  | OMV Neptun BAT Study & ESIA | Calc No
Calculation Title |  | Emissions Inventory | Phase/CTR | Normal Operations
Elec File Location
Project File Location |  |  | Page
Fugitive Emissions - Facilities Level Average Calc
Fugitive Emissions - API 2009, Page 340, Exhibit 6.1
https://www.api.org/~/media/files/ehs/climate-change/2009_ghg_compendium.ashx

## LHV HHV
Typical Heating Values
From Hysis Stream 9 and 11 identical.
Volume Basis
Mass Basis
Stream 13 Composition - no flow - assume all methane.

## Standard density calc
Fuel Gas | Stream 50 |  | Stream 39
Actual Flow | 1 | m3 | 1 | m3
Pressure | 75 | bar a | 25 | bar a | 48.3041
Temperature | 60 | oC | 150.3 | oC
RMM | 26.2 |  | 47.4
Z | 0.714 |  | 0.82
Standard Flow | 89.6188 | Sm3 | 20.4644 | Sm3
Density = | 100.91 | kg/m3 | 42.72 | kg/m3
Standard Density = | 1.126 | kg/Sm3 | 2.0875 | kg/Sm3
Fugitive Emissions
Oil Production = | 12500 | sbpd
| 131120 | bpd | Stream 28
| 64710 | kg/h
Density = | 744.56 | kg/m3
| 86.9104 | m3/h
| 761335.0167 | m3/y